{"text_format":"1","workbook":"xlsx","n_sheets":2,"sheets":["Driver Range","Which Driver"],"not_rendered":{"charts":0,"images":0,"macros":1,"external_links":0,"defined_names":1,"comments":0,"pivot_tables":0},"unopened":[],"bounds":{"document_bytes":16777216,"sheet_cells":100000,"rows_first":2000,"rows_last":500,"rows_between":2000,"halvings":0,"cell_chars":16384,"cell_head_chars":4096},"cells_cut":0,"cells_raw":0,"read":"whole","date_system":"1900"}

{"sheet":"Driver Range","index":0,"n_rows":23,"n_cols":28,"rows_kept":23,"cut":false,"hidden":true,"merged":[]}
[]
[null,"Name","Output Current (mA)","Output Voltage (Vdc)","Output Power\n(W)","Notes","AiDimming Model:",null,null,null,"Model","Qty of fittings on single circuit with no driver capable","Current","Power W","Power V",null,null,null,null,null,null,null,null,null,"Driver Model","Current","Power w","Power V"]
[null,"Powerbank.250",250,"25 - 42","6.25 - 10.5",null,"(PE294R4225 DC25-42V 250MA)",null,null,null,"Pro40 ","14,24>","700mA",2.1,3,null,null,null,null,null,null,null,null,null,"?","700mA",4,6]
[null,"Powerbank.250DALI","200/250/300/350","9 - 42","1.8 - 14.7",null,"(PE14DA42 9-42V 200/250/300/350mA)",null,null,null,"Spot.S","14,24>","700mA",2.1,3,null,null,null,null,null,null,null,null,null,"?","700mA",18,18]
[null,"Powerbank350.S",350,"2.5 - 6","2 - 4.2",null,"(PE280B0635 2.5-6V  350mA)",null,null,null,"Beam.M","14,24>","700mA",2.1,3,null,null,null,null,null,null,null,null,null,"?","700mA",21,21]
[null,null,null,null,null,null,null,null,null,null,"Mark","14,24>","700mA",2.1,3,null,null,null,null,null,null,null,null,null,"?","700mA",24,24]
[null,"Powerbank350.M",350,"12 - 24","4.2 - 8.4",null,"(PE294R2435 DC12-24V 350MA)",null,null,null,"Pin","14,24>","700mA",2.1,3,null,null,null,null,null,null,null,null,null,"?","700mA",30,30]
[null,"Powerbank350.L",350,"25 - 42","8.75 - 14.7",null,"(PE296R4235 DC25-42V 350MA)",null,null,null,"Blade","14,24>","700mA",2.1,3,null,null,null,null,null,null,null,null,null,"?","700mA",32,36]
[null,"Powerbank350.XL",350,"43 - 70","15 - 25",null,"(PE292B7035 43-70V  350mA)",null,null,null,"Tilt.M","14,24>","700mA",2.1,3,null,null,null,null,null,null,null,null,null,"?","700mA",33,33]
[null,null,null,"Nothing below 6V / 4.2W (I.e. 1 x Spot S)",null,null,null,null,null,null,"Spot.M","7>","700mA",6.3,9,null,null,null,null,null,null,null,null,null,"?","700mA",36,36]
[null,"Powerbank700.S",700,"6 - 15","4.2 - 10.5",null,"(PE294R1570 DC6-15V 700MA)",null,null,null,"Spot.Z","7>","700mA",6.3,9,null,null,null,null,null,null,null,null,null,"?","700mA",39,39]
[null,"Powerbank700.M",700,"12 - 24","8.5 - 16.8",null,"(PE296R2470 DC12-24V 700mA)",null,null,null,"Tilt.L","8>","700mA",6.3,9,null,null,null,null,null,null,null,null,null,"?","700mA",42,42]
[null,null,null,null,null,"7 x Spot.S = 21V / 21W ??",null,null,null,null,"Beam.Z","8>","700mA",6.3,9,null,null,null,null,null,null,null,null,null,"?","700mA",56,63]
[null,"Powerbank700.L",700,"25 - 42","17.5 - 29.2",null,"(PE292B4270 DC25-42V 700mA)",null,null,null,"Hide","24>","350mA",1.05,3,null,null,null,null,null,null,null,null,null,"?","700mA",64,72]
[null,"Powerbank700.XL",700,"43 - 70","30 - 49",null,"(PE298B7070 DC25-42V 700mA)",null,null,null,"Beam.S","24>","350mA",1.05,3,null,null,null,null,null,null,null,null,null,"?","700mA",72,81]
[null,"PowerHub.36",1500,24,36,null,"(PE-BL36TV24 DC24V 1.5A)",null,null,null,"Beam.S.Q","24>","350mA",1.05,3,null,null,null,null,null,null,null,null,null,"?","350mA",2.8,6]
[null,"PowerHub.80",3300,24,80,null,"(PE-BL80TV24 DC24V 3.33A)",null,null,null,"Moon","4>","350mA",6.3,18,null,null,null,null,null,null,null,null,null,"?","350mA",3,9]
[null,"PowerHub.150",6250,24,150,null,"(PE-BL150TV24 DC24V 6.25A)",null,null,null,"Beam.L","4>","350mA",6.3,18,null,null,null,null,null,null,null,null,null,"?","350mA",4.2,9]
[null,null,null,"Nothing above 150w (i.e. RGBW 10m = 192w)",null,null,null,null,null,null,null,null,null,null,null,null,null,null,null,null,null,null,null,null,"?","350mA",15.4,33]
[null,null,null,null,null,null,null,null,null,null,null,null,null,null,null,null,null,null,null,null,null,null,null,null,"?","350mA",16.8,36]
[null,null,null,null,null,null,null,null,null,null,null,null,null,null,null,null,null,null,null,null,null,null,null,null,"?","350mA",18.2,39]
[null,null,null,null,null,null,null,null,null,null,null,null,null,null,null,null,null,null,null,null,null,null,null,null,"?","350mA",19.600000000000001,42]
[null,null,null,null,null,null,null,null,null,null,null,null,null,null,null,null,null,null,null,null,null,null,null,null,"?","350mA",25.2,54]

{"sheet":"Which Driver","index":1,"n_rows":58,"n_cols":70,"rows_kept":58,"cut":false,"hidden":false,"merged":[[54,23,54,24],[54,25,54,26],[55,23,55,24],[55,25,55,26],[56,23,56,24],[56,25,56,26],[57,23,57,24],[57,25,57,26],[9,23,48,24],[9,25,48,26],[9,37,48,38],[9,47,48,48],[9,65,48,66],[54,37,54,38],[55,37,55,38],[56,37,56,38],[57,37,57,38],[50,47,50,48],[51,47,51,48],[52,47,52,48],[53,47,53,48],[54,47,54,48],[55,47,55,48],[56,47,56,48],[57,47,57,48],[50,65,50,66],[51,65,51,66],[52,65,52,66],[53,65,53,66],[54,65,54,66],[55,65,55,66],[56,65,56,66],[57,65,57,66],[50,37,50,38],[3,55,3,56],[3,57,3,58],[3,41,3,42],[3,43,3,44],[3,45,3,46],[3,47,3,48],[3,63,3,64],[4,25,4,26],[4,33,4,34],[4,35,4,36],[51,37,51,38],[50,23,50,24],[50,25,50,26],[51,23,51,24],[51,25,51,26],[46,45,46,46],[3,7,3,8],[3,9,3,10],[3,11,3,12],[3,13,3,14],[3,15,3,16],[3,17,3,18],[3,19,3,20],[3,21,3,22],[3,23,3,24],[4,37,4,38],[4,39,4,40],[4,41,4,42],[4,43,4,44],[4,45,4,46],[4,47,4,48],[4,7,4,8],[4,9,4,10],[4,11,4,12],[4,13,4,14],[4,15,4,16],[4,17,4,18],[4,19,4,20],[4,21,4,22],[4,23,4,24],[3,25,3,26],[3,33,3,34],[3,35,3,36],[3,37,3,38],[3,39,3,40],[4,27,4,28],[3,29,3,30],[3,31,3,32],[1,27,1,28],[5,27,5,28],[7,27,7,28],[19,27,19,28],[20,27,20,28],[9,27,9,28],[9,29,9,30],[9,31,9,32],[57,43,57,44],[44,43,44,44],[1,45,1,46],[5,45,5,46],[7,45,7,46],[52,21,52,22],[54,21,54,22],[57,21,57,22],[1,23,1,24],[5,23,5,24],[7,23,7,24],[19,45,19,46],[20,45,20,46],[21,45,21,46],[22,45,22,46],[23,45,23,46],[24,45,24,46],[25,45,25,46],[26,45,26,46],[27,45,27,46],[28,45,28,46],[21,41,21,42],[22,41,22,42],[23,41,23,42],[26,41,26,42],[1,19,1,20],[5,19,5,20],[7,19,7,20],[19,19,19,20],[20,19,20,20],[21,19,21,20],[22,19,22,20],[23,19,23,20],[1,21,1,22],[5,21,5,22],[7,21,7,22],[19,21,19,22],[20,21,20,22],[21,21,21,22],[22,21,22,22],[23,21,23,22],[1,31,1,32],[19,31,19,32],[20,31,20,32],[21,31,21,32],[22,31,22,32],[23,31,23,32],[21,27,21,28],[22,27,22,28],[23,27,23,28],[4,29,4,30],[4,31,4,32],[3,27,3,28],[0,7,0,69],[1,63,1,64],[5,63,5,64],[7,63,7,64],[19,63,19,64],[20,63,20,64],[21,63,21,64],[22,63,22,64],[23,63,23,64],[24,63,24,64],[25,63,25,64],[26,63,26,64],[27,63,27,64],[28,63,28,64],[45,63,45,64],[46,63,46,64],[47,63,47,64],[43,7,43,8],[43,9,43,10],[1,41,1,42],[5,41,5,42],[7,41,7,42],[19,41,19,42],[20,41,20,42],[44,11,44,12],[44,13,44,14],[44,15,44,16],[44,17,44,18],[44,19,44,20],[44,27,44,28],[44,31,44,32],[44,7,44,8],[47,7,47,8],[48,7,48,8],[57,13,57,14],[52,7,52,8],[54,7,54,8],[57,7,57,8],[1,47,1,48],[5,47,5,48],[7,47,7,48],[48,45,48,46],[50,45,50,46],[52,45,52,46],[54,45,54,46],[57,45,57,46],[1,7,1,8],[5,7,5,8],[7,7,7,8],[19,7,19,8],[20,7,20,8],[21,7,21,8],[1,25,1,26],[5,25,5,26],[44,9,44,10],[25,7,25,8],[26,7,26,8],[27,7,27,8],[28,7,28,8],[44,33,44,34],[43,11,43,12],[43,13,43,14],[54,15,54,16],[52,15,52,16],[54,17,54,18],[52,17,52,18],[54,31,54,32],[52,31,52,32],[52,27,52,28],[54,41,54,42],[52,41,52,42],[50,15,50,16],[50,17,50,18],[54,27,54,28],[57,39,57,40],[45,7,45,8],[46,7,46,8],[48,63,48,64],[50,63,50,64],[52,63,52,64],[43,17,43,18],[43,19,43,20],[43,27,43,28],[43,31,43,32],[43,33,43,34],[43,41,43,42],[43,43,43,44],[43,45,43,46],[43,51,43,52],[43,53,43,54],[43,55,43,56],[43,61,43,62],[43,63,43,64],[57,51,57,52],[57,53,57,54],[57,55,57,56],[57,19,57,20],[57,61,57,62],[57,9,57,10],[57,11,57,12],[57,63,57,64],[45,61,45,62],[46,19,46,20],[47,19,47,20],[48,19,48,20],[50,19,50,20],[52,19,52,20],[54,61,54,62],[46,11,46,12],[47,11,47,12],[48,11,48,12],[54,13,54,14],[52,13,52,14],[46,13,46,14],[47,13,47,14],[48,13,48,14],[54,63,54,64],[57,15,57,16],[57,17,57,18],[57,31,57,32],[57,41,57,42],[57,27,57,28],[57,33,57,34],[50,9,50,10],[52,9,52,10],[54,19,54,20],[24,61,24,62],[25,61,25,62],[26,61,26,62],[27,61,27,62],[28,61,28,62],[44,45,44,46],[44,55,44,56],[44,61,44,62],[24,21,24,22],[25,21,25,22],[26,21,26,22],[27,21,27,22],[28,21,28,22],[43,21,43,22],[47,45,47,46],[54,43,54,44],[45,43,45,44],[46,43,46,44],[44,53,44,54],[44,21,44,22],[54,51,54,52],[46,51,46,52],[47,51,47,52],[25,29,25,30],[26,29,26,30],[27,29,27,30],[28,29,28,30],[43,29,43,30],[44,29,44,30],[28,41,28,42],[45,45,45,46],[1,15,1,16],[5,15,5,16],[7,15,7,16],[1,13,1,14],[5,13,5,14],[7,13,7,14],[1,17,1,18],[5,17,5,18],[7,17,7,18],[19,17,19,18],[48,51,48,52],[27,51,27,52],[28,51,28,52],[45,51,45,52],[3,69,4,69],[28,43,28,44],[3,68,4,68],[28,53,28,54],[25,51,25,52],[26,51,26,52],[19,53,19,54],[25,53,25,54],[26,53,26,54],[27,53,27,54],[19,49,19,50],[20,49,20,50],[21,49,21,50],[1,51,1,52],[5,51,5,52],[7,51,7,52],[19,51,19,52],[21,51,21,52],[22,51,22,52],[23,51,23,52],[24,51,24,52],[3,67,4,67],[20,53,20,54],[21,53,21,54],[20,51,20,52],[1,53,1,54],[5,53,5,54],[1,61,1,62],[5,61,5,62],[7,61,7,62],[19,61,19,62],[20,61,20,62],[21,61,21,62],[22,61,22,62],[23,61,23,62],[3,61,3,62],[7,53,7,54],[4,51,4,52],[4,53,4,54],[4,55,4,56],[4,57,4,58],[4,61,4,62],[4,63,4,64],[3,51,3,52],[3,53,3,54],[23,55,23,56],[24,55,24,56],[46,53,46,54],[5,2,7,2],[22,43,22,44],[23,43,23,44],[24,43,24,44],[20,1,20,6],[5,1,7,1],[5,3,7,3],[5,5,7,5],[5,4,7,4],[20,43,20,44],[24,19,24,20],[24,9,24,10],[24,13,24,14],[24,15,24,16],[24,31,24,32],[24,41,24,42],[24,27,24,28],[22,7,22,8],[23,7,23,8],[24,7,24,8],[7,25,7,26],[24,17,24,18],[5,31,5,32],[7,31,7,32],[5,6,7,6],[5,43,5,44],[7,43,7,44],[19,43,19,44],[21,43,21,44],[54,55,54,56],[46,55,46,56],[45,53,45,54],[22,53,22,54],[23,53,23,54],[24,53,24,54],[50,53,50,54],[48,55,48,56],[50,55,50,56],[52,55,52,56],[53,55,53,56],[50,13,50,14],[26,13,26,14],[27,13,27,14],[1,65,1,66],[5,65,5,66],[7,65,7,66],[46,61,46,62],[47,61,47,62],[48,61,48,62],[44,63,44,64],[4,65,4,66],[3,65,3,66],[54,53,54,54],[1,55,1,56],[5,55,5,56],[7,55,7,56],[19,55,19,56],[20,55,20,56],[21,55,21,56],[22,55,22,56],[54,9,54,10],[1,11,1,12],[5,11,5,12],[7,11,7,12],[19,11,19,12],[20,11,20,12],[21,11,21,12],[22,11,22,12],[23,11,23,12],[24,11,24,12],[25,11,25,12],[26,11,26,12],[27,11,27,12],[28,11,28,12],[45,11,45,12],[46,9,46,10],[47,9,47,10],[48,9,48,10],[1,9,1,10],[5,9,5,10],[7,9,7,10],[19,9,19,10],[20,9,20,10],[21,9,21,10],[22,9,22,10],[23,9,23,10],[25,9,25,10],[54,11,54,12],[50,11,50,12],[52,11,52,12],[21,17,21,18],[22,17,22,18],[23,17,23,18],[46,17,46,18],[25,17,25,18],[26,17,26,18],[25,19,25,20],[26,19,26,20],[27,19,27,20],[28,19,28,20],[45,19,45,20],[45,13,45,14],[26,9,26,10],[27,9,27,10],[28,9,28,10],[45,9,45,10],[19,15,19,16],[20,15,20,16],[21,15,21,16],[22,15,22,16],[23,15,23,16],[25,13,25,14],[19,13,19,14],[20,13,20,14],[21,13,21,14],[22,13,22,14],[23,13,23,14],[43,15,43,16],[28,13,28,14],[45,21,45,22],[46,21,46,22],[47,21,47,22],[48,21,48,22],[47,27,47,28],[46,27,46,28],[28,33,28,34],[45,33,45,34],[47,15,47,16],[48,15,48,16],[25,15,25,16],[26,15,26,16],[27,15,27,16],[28,15,28,16],[45,15,45,16],[47,17,47,18],[48,17,48,18],[27,17,27,18],[28,17,28,18],[45,17,45,18],[46,15,46,16],[48,27,48,28],[25,27,25,28],[26,27,26,28],[27,27,27,28],[28,27,28,28],[45,27,45,28],[45,29,45,30],[46,29,46,30],[44,35,44,36],[47,29,47,30],[28,39,28,40],[43,39,43,40],[46,39,46,40],[47,39,47,40],[48,39,48,40],[30,29,30,30],[30,31,30,32],[30,33,30,34],[30,35,30,36],[54,33,54,34],[46,33,46,34],[47,33,47,34],[48,33,48,34],[50,33,50,34],[52,33,52,34],[21,35,21,36],[54,29,54,30],[57,29,57,30],[47,31,47,32],[48,31,48,32],[50,31,50,32],[1,35,1,36],[5,35,5,36],[7,35,7,36],[19,35,19,36],[20,35,20,36],[46,31,46,32],[25,31,25,32],[26,31,26,32],[27,31,27,32],[28,31,28,32],[45,31,45,32],[28,35,28,36],[43,35,43,36],[45,35,45,36],[46,35,46,36],[25,35,25,36],[26,35,26,36],[27,35,27,36],[25,33,25,34],[26,33,26,34],[54,35,54,36],[57,35,57,36],[50,29,50,30],[50,35,50,36],[1,49,1,50],[5,49,5,50],[7,49,7,50],[47,35,47,36],[48,35,48,36],[52,35,52,36],[48,29,48,30],[52,29,52,30],[24,29,24,30],[27,41,27,42],[22,35,22,36],[23,35,23,36],[24,35,24,36],[1,33,1,34],[5,33,5,34],[7,33,7,34],[1,37,1,38],[5,37,5,38],[7,37,7,38],[1,29,1,30],[5,29,5,30],[7,29,7,30],[19,29,19,30],[50,49,50,50],[1,39,1,40],[5,39,5,40],[7,39,7,40],[19,39,19,40],[20,39,20,40],[21,39,21,40],[22,39,22,40],[23,39,23,40],[24,39,24,40],[19,33,19,34],[20,33,20,34],[21,33,21,34],[22,33,22,34],[23,33,23,34],[24,33,24,34],[25,39,25,40],[26,39,26,40],[27,39,27,40],[45,41,45,42],[46,41,46,42],[44,41,44,42],[27,33,27,34],[44,39,44,40],[45,39,45,40],[25,41,25,42],[1,43,1,44],[25,43,25,44],[26,43,26,44],[27,43,27,44],[22,49,22,50],[23,49,23,50],[3,49,3,50],[25,49,25,50],[26,49,26,50],[4,49,4,50],[27,49,27,50],[28,49,28,50],[43,49,43,50],[44,49,44,50],[12,49,12,50],[13,49,13,50],[14,49,14,50],[15,49,15,50],[16,49,16,50],[17,49,17,50],[18,49,18,50],[52,39,52,40],[54,39,54,40],[52,49,52,50],[54,49,54,50],[47,43,47,44],[48,43,48,44],[50,43,50,44],[52,43,52,44],[47,41,47,42],[48,41,48,42],[50,41,50,42],[50,39,50,40],[47,49,47,50],[50,57,50,58],[52,57,52,58],[54,57,54,58],[57,57,57,58],[52,59,52,60],[54,59,54,60],[45,49,45,50],[46,49,46,50],[46,57,46,58],[25,55,25,56],[26,55,26,56],[27,55,27,56],[28,55,28,56],[45,55,45,56],[44,51,44,52],[33,57,33,58],[34,55,34,56],[34,57,34,58],[35,57,35,58],[36,57,36,58],[37,57,37,58],[42,57,42,58],[38,57,38,58],[39,57,39,58],[40,57,40,58],[41,57,41,58],[47,57,47,58],[48,57,48,58],[47,53,47,54],[48,53,48,54],[47,55,47,56],[48,49,48,50],[1,59,1,60],[5,59,5,60],[7,59,7,60],[19,59,19,60],[20,59,20,60],[21,59,21,60],[22,59,22,60],[23,59,23,60],[24,59,24,60],[25,59,25,60],[26,59,26,60],[27,59,27,60],[28,59,28,60],[43,59,43,60],[44,59,44,60],[45,59,45,60],[46,59,46,60],[50,21,50,22],[50,27,50,28],[57,59,57,60],[1,57,1,58],[5,57,5,58],[7,57,7,58],[19,57,19,58],[20,57,20,58],[21,57,21,58],[22,57,22,58],[23,57,23,58],[24,57,24,58],[25,57,25,58],[26,57,26,58],[27,57,27,58],[28,57,28,58],[43,57,43,58],[44,57,44,58],[45,57,45,58],[3,59,3,60],[4,59,4,60],[47,59,47,60],[48,59,48,60],[50,59,50,60],[30,59,30,60],[31,59,31,60],[57,49,57,50],[55,31,55,32],[55,33,55,34],[55,35,55,36],[55,39,55,40],[55,41,55,42],[55,43,55,44],[50,51,50,52],[50,61,50,62],[50,7,50,8],[9,53,9,54],[9,1,9,6],[9,7,9,8],[9,9,9,10],[9,11,9,12],[9,13,9,14],[9,15,9,16],[9,17,9,18],[9,19,9,20],[9,21,9,22],[55,45,55,46],[55,49,55,50],[55,51,55,52],[55,53,55,54],[55,55,55,56],[55,57,55,58],[55,59,55,60],[52,51,52,52],[52,53,52,54],[55,7,55,8],[55,9,55,10],[55,11,55,12],[55,13,55,14],[55,15,55,16],[55,17,55,18],[55,19,55,20],[55,21,55,22],[55,27,55,28],[9,55,9,56],[9,57,9,58],[9,59,9,60],[9,61,9,62],[9,63,9,64],[10,7,10,8],[10,9,10,10],[10,11,10,12],[10,13,10,14],[10,15,10,16],[10,17,10,18],[10,19,10,20],[10,21,10,22],[10,27,10,28],[10,29,10,30],[10,31,10,32],[10,33,10,34],[10,35,10,36],[10,39,10,40],[10,41,10,42],[10,43,10,44],[10,45,10,46],[10,49,10,50],[10,51,10,52],[9,33,9,34],[9,35,9,36],[9,39,9,40],[9,41,9,42],[9,43,9,44],[9,45,9,46],[9,49,9,50],[9,51,9,52],[10,53,10,54],[10,55,10,56],[10,57,10,58],[10,59,10,60],[10,61,10,62],[10,63,10,64],[11,7,11,8],[11,9,11,10],[11,11,11,12],[11,13,11,14],[11,15,11,16],[11,17,11,18],[11,19,11,20],[11,21,11,22],[11,27,11,28],[11,29,11,30],[11,31,11,32],[11,33,11,34],[11,35,11,36],[11,39,11,40],[11,41,11,42],[11,43,11,44],[11,45,11,46],[11,49,11,50],[11,51,11,52],[11,53,11,54],[11,55,11,56],[11,57,11,58],[11,59,11,60],[11,61,11,62],[11,63,11,64],[12,7,12,8],[12,9,12,10],[12,11,12,12],[12,13,12,14],[12,15,12,16],[12,17,12,18],[12,19,12,20],[12,21,12,22],[12,27,12,28],[12,29,12,30],[12,31,12,32],[12,33,12,34],[12,35,12,36],[12,39,12,40],[12,41,12,42],[12,43,12,44],[12,45,12,46],[13,51,13,52],[13,53,13,54],[13,55,13,56],[13,57,13,58],[13,59,13,60],[13,61,13,62],[13,63,13,64],[12,51,12,52],[12,53,12,54],[12,55,12,56],[12,57,12,58],[12,59,12,60],[12,61,12,62],[12,63,12,64],[13,7,13,8],[13,9,13,10],[13,11,13,12],[13,13,13,14],[13,15,13,16],[13,17,13,18],[13,19,13,20],[13,21,13,22],[13,27,13,28],[13,29,13,30],[13,31,13,32],[13,33,13,34],[13,35,13,36],[13,39,13,40],[13,41,13,42],[13,43,13,44],[13,45,13,46],[14,51,14,52],[14,53,14,54],[14,55,14,56],[14,57,14,58],[14,59,14,60],[14,61,14,62],[14,63,14,64],[14,1,14,6],[14,7,14,8],[14,9,14,10],[14,11,14,12],[14,13,14,14],[14,15,14,16],[14,17,14,18],[14,19,14,20],[14,21,14,22],[14,27,14,28],[14,29,14,30],[14,31,14,32],[14,33,14,34],[14,35,14,36],[14,39,14,40],[14,41,14,42],[14,43,14,44],[14,45,14,46],[15,7,15,8],[15,9,15,10],[15,11,15,12],[15,13,15,14],[15,15,15,16],[15,17,15,18],[15,19,15,20],[15,21,15,22],[15,27,15,28],[15,29,15,30],[15,31,15,32],[15,33,15,34],[15,35,15,36],[15,39,15,40],[15,41,15,42],[15,43,15,44],[15,45,15,46],[15,51,15,52],[15,53,15,54],[15,55,15,56],[15,57,15,58],[15,59,15,60],[15,61,15,62],[15,63,15,64],[16,7,16,8],[16,9,16,10],[16,11,16,12],[16,13,16,14],[16,15,16,16],[16,17,16,18],[16,19,16,20],[16,21,16,22],[16,27,16,28],[16,29,16,30],[16,31,16,32],[16,33,16,34],[16,35,16,36],[16,39,16,40],[16,41,16,42],[16,43,16,44],[16,45,16,46],[16,51,16,52],[16,53,16,54],[16,55,16,56],[16,57,16,58],[16,59,16,60],[16,61,16,62],[16,63,16,64],[17,7,17,8],[17,9,17,10],[17,11,17,12],[17,13,17,14],[17,15,17,16],[17,17,17,18],[17,19,17,20],[17,21,17,22],[17,27,17,28],[17,29,17,30],[17,31,17,32],[17,33,17,34],[17,35,17,36],[17,39,17,40],[17,41,17,42],[17,43,17,44],[17,45,17,46],[17,51,17,52],[17,53,17,54],[17,55,17,56],[17,57,17,58],[17,59,17,60],[17,61,17,62],[17,63,17,64],[18,7,18,8],[18,9,18,10],[18,11,18,12],[18,13,18,14],[18,15,18,16],[18,17,18,18],[18,19,18,20],[18,21,18,22],[18,27,18,28],[18,29,18,30],[18,31,18,32],[18,33,18,34],[18,35,18,36],[18,39,18,40],[18,41,18,42],[18,43,18,44],[18,45,18,46],[29,61,29,62],[29,63,29,64],[18,51,18,52],[18,53,18,54],[18,55,18,56],[18,57,18,58],[18,59,18,60],[18,61,18,62],[18,63,18,64],[29,1,29,6],[29,7,29,8],[29,9,29,10],[29,11,29,12],[29,13,29,14],[29,15,29,16],[29,17,29,18],[29,19,29,20],[29,21,29,22],[29,27,29,28],[29,29,29,30],[29,31,29,32],[29,33,29,34]],"merged_total":1410,"flags":["merged_cut"]}
[null,null,null,null,null,null,null,"Enter the number of fittings required in the row below.  It assumes only one type of fitting will be used per driver on a circuit * \n*One can only combine different fittings if they require the same ampere or voltage.  For further information please email sales@lightingoflondon.co for further help and advice"]
["Quantity in circuit:","-->",0,"-->","-->","-->","-->",1,null,8,null,8,null,20,null,3,null,7,null,8,null,2,null,0,null,0,null,10,null,8,null,10,null,3,null,2,null,0,null,1,null,2,null,7,null,1,null,0,null,1,null,2,null,6,null,1,null,3,null,3,null,20,null,1,null,0,null,1,10,5]
[]
["      DRIVER                    Max:",null,null,null,null,null,null,1,null,23,null,23,null,20,null,3,null,7,null,23,null,3,null,"-",null,"-",null,23,null,10,null,23,null,3,null,16,null,"-",null,1,null,23,null,23,null,1,null,"-",null,1,null,23,null,7,null,7,null,3,null,3,null,20,null,7,null,"-",null,"Linear .240","Linear .350","Linear .RGBW"]
[" FITTING     ",null,null,null,null,null,null,"Aim70",null,"BeamS",null,"BeamS.Q",null,"BeamM",null,"BeamL",null,"BeamZ",null,"Blade",null,"Bloc.P/R",null,"Bloc.S",null,"Follow.\nMe.P/R/S",null,"Hide",null,"Lunar",null,"Mark",null,"Moon",null,"Niche\nL/M/S",null,"Orb.M/S",null,"Peep",null,"Pin",null,"Pro40",null,"Pro60",null,"Seek",null,"Snug",null,"SpotS",null,"SpotM",null,"SpotZ",null,"Sqube.S",null,"Sqube.M",null,"TiltM",null,"TiltL",null,"Uno"]
["hide Current mA","Output\nCurrent\nMin","Output\nCurrent\nMax","Output\nVoltage\nMin","Output\nVoltage\nMax","Output\nPower\nMin","Output\nPower\nMax",250,null,350,null,350,null,700,null,350,null,700,null,700,null,500,null,null,null,null,null,350,null,500,null,700,null,350,null,700,null,null,null,250,null,700,null,700,null,250,null,null,null,250,null,700,null,700,null,700,null,350,null,500,null,700,null,700,null,700,null,"-","-","-"]
["hide Voltage Vdc",null,null,null,null,null,null,36,36,3,3,3,3,3.4,3.4,19,19,9.6999999999999993,9.6999999999999993,3,3,11.7,11.7,null,null,null,null,3,3,3,3,3,3,18,18,3,3,null,null,36,36,3,3,3,3,35,35,null,null,36,36,3,3,9.6999999999999993,9.6999999999999993,9,9,17.100000000000001,17.100000000000001,17.899999999999999,17.899999999999999,3.4,3.4,9.6,9.6,3,3,24,24,24]
["hide Power W",null,null,null,null,null,null,9,null,1.05,null,1.05,null,2.2999999999999998,null,6.6,null,6.7,null,2.1,null,5.8,null,null,null,null,null,1.05,null,2,null,2.1,null,6.3,null,3,null,null,null,10,null,2.1,null,2.1,null,8.75,null,null,null,10,null,2.1,null,6.8,null,6.3,null,5.9,null,8.9,null,2.2999999999999998,null,6.7,null,2.1,null,{"$f":"9.6","v":9.6},{"$f":"13","v":13},{"$f":"19.2","v":19.2}]
["Constant CURRENT"]
["Powerbank.100-180.DALI","DIFFERENT FORMULA --->",null,null,null,null,null,{"$f":"IF(H11<>\"\",H11,IF(H12<>\"\",H12,IF(H13<>\"\",H13,H14)))","v":""},null,{"$f":"IF(J11<>\"\",J11,IF(J12<>\"\",J12,IF(J13<>\"\",J13,J14)))","v":""},null,{"$f":"IF(L11<>\"\",L11,IF(L12<>\"\",L12,IF(L13<>\"\",L13,L14)))","v":""},null,{"$f":"IF(N11<>\"\",N11,IF(N12<>\"\",N12,IF(N13<>\"\",N13,N14)))","v":""},null,{"$f":"IF(P11<>\"\",P11,IF(P12<>\"\",P12,IF(P13<>\"\",P13,P14)))","v":""},null,{"$f":"IF(R11<>\"\",R11,IF(R12<>\"\",R12,IF(R13<>\"\",R13,R14)))","v":""},null,{"$f":"IF(T11<>\"\",T11,IF(T12<>\"\",T12,IF(T13<>\"\",T13,T14)))","v":""},null,{"$f":"IF(V11<>\"\",V11,IF(V12<>\"\",V12,IF(V13<>\"\",V13,V14)))","v":""},null,"NO NEED TO PURCHASE A SEPARATE DRIVER.  DRIVER INTE-GRATED INTO EACH FITTING.",null,"NO NEED TO PURCHASE A SEPARATE DRIVER.  DRIVER INTE-GRATED INTO EACH FITTING.",null,{"$f":"IF(AB11<>\"\",AB11,IF(AB12<>\"\",AB12,IF(AB13<>\"\",AB13,AB14)))","v":""},null,{"$f":"IF(AD11<>\"\",AD11,IF(AD12<>\"\",AD12,IF(AD13<>\"\",AD13,AD14)))","v":""},null,{"$f":"IF(AF11<>\"\",AF11,IF(AF12<>\"\",AF12,IF(AF13<>\"\",AF13,AF14)))","v":""},null,{"$f":"IF(AH11<>\"\",AH11,IF(AH12<>\"\",AH12,IF(AH13<>\"\",AH13,AH14)))","v":""},null,{"$f":"IF(AJ11<>\"\",AJ11,IF(AJ12<>\"\",AJ12,IF(AJ13<>\"\",AJ13,AJ14)))","v":""},null,"NO NEED TO PURCHASE A SEPARATE DRIVER.  DRIVER INTE-GRATED INTO EACH FITTING.",null,{"$f":"IF(AN11<>\"\",AN11,IF(AN12<>\"\",AN12,IF(AN13<>\"\",AN13,AN14)))","v":""},null,{"$f":"IF(AP11<>\"\",AP11,IF(AP12<>\"\",AP12,IF(AP13<>\"\",AP13,AP14)))","v":""},null,{"$f":"IF(AR11<>\"\",AR11,IF(AR12<>\"\",AR12,IF(AR13<>\"\",AR13,AR14)))","v":""},null,{"$f":"IF(AT11<>\"\",AT11,IF(AT12<>\"\",AT12,IF(AT13<>\"\",AT13,AT14)))","v":""},null,"NO NEED TO PURCHASE A SEPARATE DRIVER.  DRIVER INTE-GRATED INTO EACH FITTING.",null,{"$f":"IF(AX11<>\"\",AX11,IF(AX12<>\"\",AX12,IF(AX13<>\"\",AX13,AX14)))","v":""},null,{"$f":"IF(AZ11<>\"\",AZ11,IF(AZ12<>\"\",AZ12,IF(AZ13<>\"\",AZ13,AZ14)))","v":""},null,{"$f":"IF(BB11<>\"\",BB11,IF(BB12<>\"\",BB12,IF(BB13<>\"\",BB13,BB14)))","v":""},null,{"$f":"IF(BD11<>\"\",BD11,IF(BD12<>\"\",BD12,IF(BD13<>\"\",BD13,BD14)))","v":""},null,{"$f":"IF(BF11<>\"\",BF11,IF(BF12<>\"\",BF12,IF(BF13<>\"\",BF13,BF14)))","v":""},null,{"$f":"IF(BH11<>\"\",BH11,IF(BH12<>\"\",BH12,IF(BH13<>\"\",BH13,BH14)))","v":""},null,{"$f":"IF(BJ11<>\"\",BJ11,IF(BJ12<>\"\",BJ12,IF(BJ13<>\"\",BJ13,BJ14)))","v":""},null,{"$f":"IF(BL11<>\"\",BL11,IF(BL12<>\"\",BL12,IF(BL13<>\"\",BL13,BL14)))","v":""},null,"NO NEED TO PURCHASE A SEPARATE DRIVER.  DRIVER INTE-GRATED INTO EACH FITTING.",null,"N/A","N/A","N/A"]
["hide",100,{"$f":"B11","v":100},25,40,{"$f":"(B11/1000)*D11","v":2.5},{"$f":"(C11/1000)*E11","v":4},{"$f":"IF(H$2=\"\",\"\",IF(OR(H$6<$B11,H$6>$C11),\"\",IF(AND(OR(H$2*H$7>=$D11,H$2*I$7>=$D11),OR(H$2*H$7<=$E11,H$2*I$7<=$E11),H$2*H$8>=$F11,H$2*H$8<=$G11),\"ü\",\"\")))","v":""},null,{"$f":"IF(J$2=\"\",\"\",IF(OR(J$6<$B11,J$6>$C11),\"\",IF(AND(OR(J$2*J$7>=$D11,J$2*K$7>=$D11),OR(J$2*J$7<=$E11,J$2*K$7<=$E11),J$2*J$8>=$F11,J$2*J$8<=$G11),\"ü\",\"\")))","v":""},null,{"$f":"IF(L$2=\"\",\"\",IF(OR(L$6<$B11,L$6>$C11),\"\",IF(AND(OR(L$2*L$7>=$D11,L$2*M$7>=$D11),OR(L$2*L$7<=$E11,L$2*M$7<=$E11),L$2*L$8>=$F11,L$2*L$8<=$G11),\"ü\",\"\")))","v":""},null,{"$f":"IF(N$2=\"\",\"\",IF(OR(N$6<$B11,N$6>$C11),\"\",IF(AND(OR(N$2*N$7>=$D11,N$2*O$7>=$D11),OR(N$2*N$7<=$E11,N$2*O$7<=$E11),N$2*N$8>=$F11,N$2*N$8<=$G11),\"ü\",\"\")))","v":""},null,{"$f":"IF(P$2=\"\",\"\",IF(OR(P$6<$B11,P$6>$C11),\"\",IF(AND(OR(P$2*P$7>=$D11,P$2*Q$7>=$D11),OR(P$2*P$7<=$E11,P$2*Q$7<=$E11),P$2*P$8>=$F11,P$2*P$8<=$G11),\"ü\",\"\")))","v":""},null,{"$f":"IF(R$2=\"\",\"\",IF(OR(R$6<$B11,R$6>$C11),\"\",IF(AND(OR(R$2*R$7>=$D11,R$2*S$7>=$D11),OR(R$2*R$7<=$E11,R$2*S$7<=$E11),R$2*R$8>=$F11,R$2*R$8<=$G11),\"ü\",\"\")))","v":""},null,{"$f":"IF(T$2=\"\",\"\",IF(OR(T$6<$B11,T$6>$C11),\"\",IF(AND(OR(T$2*T$7>=$D11,T$2*U$7>=$D11),OR(T$2*T$7<=$E11,T$2*U$7<=$E11),T$2*T$8>=$F11,T$2*T$8<=$G11),\"ü\",\"\")))","v":""},null,{"$f":"IF(V$2=\"\",\"\",IF(OR(V$6<$B11,V$6>$C11),\"\",IF(AND(OR(V$2*V$7>=$D11,V$2*W$7>=$D11),OR(V$2*V$7<=$E11,V$2*W$7<=$E11),V$2*V$8>=$F11,V$2*V$8<=$G11),\"ü\",\"\")))","v":""},null,null,null,null,null,{"$f":"IF(AB$2=\"\",\"\",IF(OR(AB$6<$B11,AB$6>$C11),\"\",IF(AND(OR(AB$2*AB$7>=$D11,AB$2*AC$7>=$D11),OR(AB$2*AB$7<=$E11,AB$2*AC$7<=$E11),AB$2*AB$8>=$F11,AB$2*AB$8<=$G11),\"ü\",\"\")))","v":""},null,{"$f":"IF(AD$2=\"\",\"\",IF(OR(AD$6<$B11,AD$6>$C11),\"\",IF(AND(OR(AD$2*AD$7>=$D11,AD$2*AE$7>=$D11),OR(AD$2*AD$7<=$E11,AD$2*AE$7<=$E11),AD$2*AD$8>=$F11,AD$2*AD$8<=$G11),\"ü\",\"\")))","v":""},null,{"$f":"IF(AF$2=\"\",\"\",IF(OR(AF$6<$B11,AF$6>$C11),\"\",IF(AND(OR(AF$2*AF$7>=$D11,AF$2*AG$7>=$D11),OR(AF$2*AF$7<=$E11,AF$2*AG$7<=$E11),AF$2*AF$8>=$F11,AF$2*AF$8<=$G11),\"ü\",\"\")))","v":""},null,{"$f":"IF(AH$2=\"\",\"\",IF(OR(AH$6<$B11,AH$6>$C11),\"\",IF(AND(OR(AH$2*AH$7>=$D11,AH$2*AI$7>=$D11),OR(AH$2*AH$7<=$E11,AH$2*AI$7<=$E11),AH$2*AH$8>=$F11,AH$2*AH$8<=$G11),\"ü\",\"\")))","v":""},null,{"$f":"IF(AJ$2=\"\",\"\",IF(OR(AJ$6<$B11,AJ$6>$C11),\"\",IF(AND(OR(AJ$2*AJ$7>=$D11,AJ$2*AK$7>=$D11),OR(AJ$2*AJ$7<=$E11,AJ$2*AK$7<=$E11),AJ$2*AJ$8>=$F11,AJ$2*AJ$8<=$G11),\"ü\",\"\")))","v":""},null,null,null,{"$f":"IF(AN$2=\"\",\"\",IF(OR(AN$6<$B11,AN$6>$C11),\"\",IF(AND(OR(AN$2*AN$7>=$D11,AN$2*AO$7>=$D11),OR(AN$2*AN$7<=$E11,AN$2*AO$7<=$E11),AN$2*AN$8>=$F11,AN$2*AN$8<=$G11),\"ü\",\"\")))","v":""},null,{"$f":"IF(AP$2=\"\",\"\",IF(OR(AP$6<$B11,AP$6>$C11),\"\",IF(AND(OR(AP$2*AP$7>=$D11,AP$2*AQ$7>=$D11),OR(AP$2*AP$7<=$E11,AP$2*AQ$7<=$E11),AP$2*AP$8>=$F11,AP$2*AP$8<=$G11),\"ü\",\"\")))","v":""},null,{"$f":"IF(AR$2=\"\",\"\",IF(OR(AR$6<$B11,AR$6>$C11),\"\",IF(AND(OR(AR$2*AR$7>=$D11,AR$2*AS$7>=$D11),OR(AR$2*AR$7<=$E11,AR$2*AS$7<=$E11),AR$2*AR$8>=$F11,AR$2*AR$8<=$G11),\"ü\",\"\")))","v":""},null,{"$f":"IF(AT$2=\"\",\"\",IF(OR(AT$6<$B11,AT$6>$C11),\"\",IF(AND(OR(AT$2*AT$7>=$D11,AT$2*AU$7>=$D11),OR(AT$2*AT$7<=$E11,AT$2*AU$7<=$E11),AT$2*AT$8>=$F11,AT$2*AT$8<=$G11),\"ü\",\"\")))","v":""},null,null,null,{"$f":"IF(AX$2=\"\",\"\",IF(OR(AX$6<$B11,AX$6>$C11),\"\",IF(AND(OR(AX$2*AX$7>=$D11,AX$2*AY$7>=$D11),OR(AX$2*AX$7<=$E11,AX$2*AY$7<=$E11),AX$2*AX$8>=$F11,AX$2*AX$8<=$G11),\"ü\",\"\")))","v":""},null,{"$f":"IF(AZ$2=\"\",\"\",IF(OR(AZ$6<$B11,AZ$6>$C11),\"\",IF(AND(OR(AZ$2*AZ$7>=$D11,AZ$2*BA$7>=$D11),OR(AZ$2*AZ$7<=$E11,AZ$2*BA$7<=$E11),AZ$2*AZ$8>=$F11,AZ$2*AZ$8<=$G11),\"ü\",\"\")))","v":""},null,{"$f":"IF(BB$2=\"\",\"\",IF(OR(BB$6<$B11,BB$6>$C11),\"\",IF(AND(OR(BB$2*BB$7>=$D11,BB$2*BC$7>=$D11),OR(BB$2*BB$7<=$E11,BB$2*BC$7<=$E11),BB$2*BB$8>=$F11,BB$2*BB$8<=$G11),\"ü\",\"\")))","v":""},null,{"$f":"IF(BD$2=\"\",\"\",IF(OR(BD$6<$B11,BD$6>$C11),\"\",IF(AND(OR(BD$2*BD$7>=$D11,BD$2*BE$7>=$D11),OR(BD$2*BD$7<=$E11,BD$2*BE$7<=$E11),BD$2*BD$8>=$F11,BD$2*BD$8<=$G11),\"ü\",\"\")))","v":""},null,{"$f":"IF(BF$2=\"\",\"\",IF(OR(BF$6<$B11,BF$6>$C11),\"\",IF(AND(OR(BF$2*BF$7>=$D11,BF$2*BG$7>=$D11),OR(BF$2*BF$7<=$E11,BF$2*BG$7<=$E11),BF$2*BF$8>=$F11,BF$2*BF$8<=$G11),\"ü\",\"\")))","v":""},null,{"$f":"IF(BH$2=\"\",\"\",IF(OR(BH$6<$B11,BH$6>$C11),\"\",IF(AND(OR(BH$2*BH$7>=$D11,BH$2*BI$7>=$D11),OR(BH$2*BH$7<=$E11,BH$2*BI$7<=$E11),BH$2*BH$8>=$F11,BH$2*BH$8<=$G11),\"ü\",\"\")))","v":""},null,{"$f":"IF(BJ$2=\"\",\"\",IF(OR(BJ$6<$B11,BJ$6>$C11),\"\",IF(AND(OR(BJ$2*BJ$7>=$D11,BJ$2*BK$7>=$D11),OR(BJ$2*BJ$7<=$E11,BJ$2*BK$7<=$E11),BJ$2*BJ$8>=$F11,BJ$2*BJ$8<=$G11),\"ü\",\"\")))","v":""},null,{"$f":"IF(BL$2=\"\",\"\",IF(OR(BL$6<$B11,BL$6>$C11),\"\",IF(AND(OR(BL$2*BL$7>=$D11,BL$2*BM$7>=$D11),OR(BL$2*BL$7<=$E11,BL$2*BM$7<=$E11),BL$2*BL$8>=$F11,BL$2*BL$8<=$G11),\"ü\",\"\")))","v":""},null,null,null,"N/A","N/A","N/A"]
["hide",130,{"$f":"B12","v":130},25,40,{"$f":"(B12/1000)*D12","v":3.25},{"$f":"(C12/1000)*E12","v":5.2},"",null,"",null,"",null,"",null,"",null,"",null,"",null,"",null,null,null,null,null,"",null,"",null,"",null,"",null,"",null,null,null,"",null,"",null,"",null,"",null,null,null,"",null,"",null,"",null,"",null,"",null,"",null,"",null,"",null,null,null,"N/A","N/A","N/A"]
["hide",150,150,25,40,3.75,6,"",null,"",null,"",null,"",null,"",null,"",null,"",null,"",null,null,null,null,null,"",null,"",null,"",null,"",null,"",null,null,null,"",null,"",null,"",null,"",null,null,null,"",null,"",null,"",null,"",null,"",null,"",null,"",null,"",null,null,null,"N/A","N/A","N/A"]
["hide",180,180,25,40,4.5,7.1999999999999993,"",null,"",null,"",null,"",null,"",null,"",null,"",null,"",null,null,null,null,null,"",null,"",null,"",null,"",null,"",null,null,null,"",null,"",null,"",null,"",null,null,null,"",null,"",null,"",null,"",null,"",null,"",null,"",null,"",null,null,null,"N/A","N/A","N/A"]
["Powerbank150-250.TRIAC","DIFFERENT FORMULA --->",null,null,null,null,null,{"$f":"IF(H16<>\"\",H16,IF(H17<>\"\",H17,IF(H18<>\"\",H18,H19)))","v":"ü"},null,{"$f":"IF(J16<>\"\",J16,IF(J17<>\"\",J17,IF(J18<>\"\",J18,J19)))","v":""},null,{"$f":"IF(L16<>\"\",L16,IF(L17<>\"\",L17,IF(L18<>\"\",L18,L19)))","v":""},null,{"$f":"IF(N16<>\"\",N16,IF(N17<>\"\",N17,IF(N18<>\"\",N18,N19)))","v":""},null,{"$f":"IF(P16<>\"\",P16,IF(P17<>\"\",P17,IF(P18<>\"\",P18,P19)))","v":""},null,{"$f":"IF(R16<>\"\",R16,IF(R17<>\"\",R17,IF(R18<>\"\",R18,R19)))","v":""},null,{"$f":"IF(T16<>\"\",T16,IF(T17<>\"\",T17,IF(T18<>\"\",T18,T19)))","v":""},null,{"$f":"IF(V16<>\"\",V16,IF(V17<>\"\",V17,IF(V18<>\"\",V18,V19)))","v":""},null,null,null,null,null,{"$f":"IF(AB16<>\"\",AB16,IF(AB17<>\"\",AB17,IF(AB18<>\"\",AB18,AB19)))","v":""},null,{"$f":"IF(AD16<>\"\",AD16,IF(AD17<>\"\",AD17,IF(AD18<>\"\",AD18,AD19)))","v":""},null,{"$f":"IF(AF16<>\"\",AF16,IF(AF17<>\"\",AF17,IF(AF18<>\"\",AF18,AF19)))","v":""},null,{"$f":"IF(AH16<>\"\",AH16,IF(AH17<>\"\",AH17,IF(AH18<>\"\",AH18,AH19)))","v":""},null,{"$f":"IF(AJ16<>\"\",AJ16,IF(AJ17<>\"\",AJ17,IF(AJ18<>\"\",AJ18,AJ19)))","v":""},null,null,null,{"$f":"IF(AN16<>\"\",AN16,IF(AN17<>\"\",AN17,IF(AN18<>\"\",AN18,AN19)))","v":"ü"},null,{"$f":"IF(AP16<>\"\",AP16,IF(AP17<>\"\",AP17,IF(AP18<>\"\",AP18,AP19)))","v":""},null,{"$f":"IF(AR16<>\"\",AR16,IF(AR17<>\"\",AR17,IF(AR18<>\"\",AR18,AR19)))","v":""},null,{"$f":"IF(AT16<>\"\",AT16,IF(AT17<>\"\",AT17,IF(AT18<>\"\",AT18,AT19)))","v":"ü"},null,null,null,{"$f":"IF(AX16<>\"\",AX16,IF(AX17<>\"\",AX17,IF(AX18<>\"\",AX18,AX19)))","v":"ü"},null,{"$f":"IF(AZ16<>\"\",AZ16,IF(AZ17<>\"\",AZ17,IF(AZ18<>\"\",AZ18,AZ19)))","v":""},null,{"$f":"IF(BB16<>\"\",BB16,IF(BB17<>\"\",BB17,IF(BB18<>\"\",BB18,BB19)))","v":""},null,{"$f":"IF(BD16<>\"\",BD16,IF(BD17<>\"\",BD17,IF(BD18<>\"\",BD18,BD19)))","v":""},null,{"$f":"IF(BF16<>\"\",BF16,IF(BF17<>\"\",BF17,IF(BF18<>\"\",BF18,BF19)))","v":""},null,{"$f":"IF(BH16<>\"\",BH16,IF(BH17<>\"\",BH17,IF(BH18<>\"\",BH18,BH19)))","v":""},null,{"$f":"IF(BJ16<>\"\",BJ16,IF(BJ17<>\"\",BJ17,IF(BJ18<>\"\",BJ18,BJ19)))","v":""},null,{"$f":"IF(BL16<>\"\",BL16,IF(BL17<>\"\",BL17,IF(BL18<>\"\",BL18,BL19)))","v":""},null,null,null,"N/A","N/A","N/A"]
["hide",150,{"$f":"B16","v":150},26,42,{"$f":"(B16/1000)*D16","v":3.9},{"$f":"(C16/1000)*E16","v":6.3},{"$f":"IF(H$2=\"\",\"\",IF(OR(H$6<$B16,H$6>$C16),\"\",IF(AND(OR(H$2*H$7>=$D16,H$2*I$7>=$D16),OR(H$2*H$7<=$E16,H$2*I$7<=$E16),H$2*H$8>=$F16,H$2*H$8<=$G16),\"ü\",\"\")))","v":""},null,{"$f":"IF(J$2=\"\",\"\",IF(OR(J$6<$B16,J$6>$C16),\"\",IF(AND(OR(J$2*J$7>=$D16,J$2*K$7>=$D16),OR(J$2*J$7<=$E16,J$2*K$7<=$E16),J$2*J$8>=$F16,J$2*J$8<=$G16),\"ü\",\"\")))","v":""},null,{"$f":"IF(L$2=\"\",\"\",IF(OR(L$6<$B16,L$6>$C16),\"\",IF(AND(OR(L$2*L$7>=$D16,L$2*M$7>=$D16),OR(L$2*L$7<=$E16,L$2*M$7<=$E16),L$2*L$8>=$F16,L$2*L$8<=$G16),\"ü\",\"\")))","v":""},null,{"$f":"IF(N$2=\"\",\"\",IF(OR(N$6<$B16,N$6>$C16),\"\",IF(AND(OR(N$2*N$7>=$D16,N$2*O$7>=$D16),OR(N$2*N$7<=$E16,N$2*O$7<=$E16),N$2*N$8>=$F16,N$2*N$8<=$G16),\"ü\",\"\")))","v":""},null,{"$f":"IF(P$2=\"\",\"\",IF(OR(P$6<$B16,P$6>$C16),\"\",IF(AND(OR(P$2*P$7>=$D16,P$2*Q$7>=$D16),OR(P$2*P$7<=$E16,P$2*Q$7<=$E16),P$2*P$8>=$F16,P$2*P$8<=$G16),\"ü\",\"\")))","v":""},null,{"$f":"IF(R$2=\"\",\"\",IF(OR(R$6<$B16,R$6>$C16),\"\",IF(AND(OR(R$2*R$7>=$D16,R$2*S$7>=$D16),OR(R$2*R$7<=$E16,R$2*S$7<=$E16),R$2*R$8>=$F16,R$2*R$8<=$G16),\"ü\",\"\")))","v":""},null,{"$f":"IF(T$2=\"\",\"\",IF(OR(T$6<$B16,T$6>$C16),\"\",IF(AND(OR(T$2*T$7>=$D16,T$2*U$7>=$D16),OR(T$2*T$7<=$E16,T$2*U$7<=$E16),T$2*T$8>=$F16,T$2*T$8<=$G16),\"ü\",\"\")))","v":""},null,{"$f":"IF(V$2=\"\",\"\",IF(OR(V$6<$B16,V$6>$C16),\"\",IF(AND(OR(V$2*V$7>=$D16,V$2*W$7>=$D16),OR(V$2*V$7<=$E16,V$2*W$7<=$E16),V$2*V$8>=$F16,V$2*V$8<=$G16),\"ü\",\"\")))","v":""},null,null,null,null,null,{"$f":"IF(AB$2=\"\",\"\",IF(OR(AB$6<$B16,AB$6>$C16),\"\",IF(AND(OR(AB$2*AB$7>=$D16,AB$2*AC$7>=$D16),OR(AB$2*AB$7<=$E16,AB$2*AC$7<=$E16),AB$2*AB$8>=$F16,AB$2*AB$8<=$G16),\"ü\",\"\")))","v":""},null,{"$f":"IF(AD$2=\"\",\"\",IF(OR(AD$6<$B16,AD$6>$C16),\"\",IF(AND(OR(AD$2*AD$7>=$D16,AD$2*AE$7>=$D16),OR(AD$2*AD$7<=$E16,AD$2*AE$7<=$E16),AD$2*AD$8>=$F16,AD$2*AD$8<=$G16),\"ü\",\"\")))","v":""},null,{"$f":"IF(AF$2=\"\",\"\",IF(OR(AF$6<$B16,AF$6>$C16),\"\",IF(AND(OR(AF$2*AF$7>=$D16,AF$2*AG$7>=$D16),OR(AF$2*AF$7<=$E16,AF$2*AG$7<=$E16),AF$2*AF$8>=$F16,AF$2*AF$8<=$G16),\"ü\",\"\")))","v":""},null,{"$f":"IF(AH$2=\"\",\"\",IF(OR(AH$6<$B16,AH$6>$C16),\"\",IF(AND(OR(AH$2*AH$7>=$D16,AH$2*AI$7>=$D16),OR(AH$2*AH$7<=$E16,AH$2*AI$7<=$E16),AH$2*AH$8>=$F16,AH$2*AH$8<=$G16),\"ü\",\"\")))","v":""},null,{"$f":"IF(AJ$2=\"\",\"\",IF(OR(AJ$6<$B16,AJ$6>$C16),\"\",IF(AND(OR(AJ$2*AJ$7>=$D16,AJ$2*AK$7>=$D16),OR(AJ$2*AJ$7<=$E16,AJ$2*AK$7<=$E16),AJ$2*AJ$8>=$F16,AJ$2*AJ$8<=$G16),\"ü\",\"\")))","v":""},null,null,null,{"$f":"IF(AN$2=\"\",\"\",IF(OR(AN$6<$B16,AN$6>$C16),\"\",IF(AND(OR(AN$2*AN$7>=$D16,AN$2*AO$7>=$D16),OR(AN$2*AN$7<=$E16,AN$2*AO$7<=$E16),AN$2*AN$8>=$F16,AN$2*AN$8<=$G16),\"ü\",\"\")))","v":""},null,{"$f":"IF(AP$2=\"\",\"\",IF(OR(AP$6<$B16,AP$6>$C16),\"\",IF(AND(OR(AP$2*AP$7>=$D16,AP$2*AQ$7>=$D16),OR(AP$2*AP$7<=$E16,AP$2*AQ$7<=$E16),AP$2*AP$8>=$F16,AP$2*AP$8<=$G16),\"ü\",\"\")))","v":""},null,{"$f":"IF(AR$2=\"\",\"\",IF(OR(AR$6<$B16,AR$6>$C16),\"\",IF(AND(OR(AR$2*AR$7>=$D16,AR$2*AS$7>=$D16),OR(AR$2*AR$7<=$E16,AR$2*AS$7<=$E16),AR$2*AR$8>=$F16,AR$2*AR$8<=$G16),\"ü\",\"\")))","v":""},null,{"$f":"IF(AT$2=\"\",\"\",IF(OR(AT$6<$B16,AT$6>$C16),\"\",IF(AND(OR(AT$2*AT$7>=$D16,AT$2*AU$7>=$D16),OR(AT$2*AT$7<=$E16,AT$2*AU$7<=$E16),AT$2*AT$8>=$F16,AT$2*AT$8<=$G16),\"ü\",\"\")))","v":""},null,null,null,{"$f":"IF(AX$2=\"\",\"\",IF(OR(AX$6<$B16,AX$6>$C16),\"\",IF(AND(OR(AX$2*AX$7>=$D16,AX$2*AY$7>=$D16),OR(AX$2*AX$7<=$E16,AX$2*AY$7<=$E16),AX$2*AX$8>=$F16,AX$2*AX$8<=$G16),\"ü\",\"\")))","v":""},null,{"$f":"IF(AZ$2=\"\",\"\",IF(OR(AZ$6<$B16,AZ$6>$C16),\"\",IF(AND(OR(AZ$2*AZ$7>=$D16,AZ$2*BA$7>=$D16),OR(AZ$2*AZ$7<=$E16,AZ$2*BA$7<=$E16),AZ$2*AZ$8>=$F16,AZ$2*AZ$8<=$G16),\"ü\",\"\")))","v":""},null,{"$f":"IF(BB$2=\"\",\"\",IF(OR(BB$6<$B16,BB$6>$C16),\"\",IF(AND(OR(BB$2*BB$7>=$D16,BB$2*BC$7>=$D16),OR(BB$2*BB$7<=$E16,BB$2*BC$7<=$E16),BB$2*BB$8>=$F16,BB$2*BB$8<=$G16),\"ü\",\"\")))","v":""},null,{"$f":"IF(BD$2=\"\",\"\",IF(OR(BD$6<$B16,BD$6>$C16),\"\",IF(AND(OR(BD$2*BD$7>=$D16,BD$2*BE$7>=$D16),OR(BD$2*BD$7<=$E16,BD$2*BE$7<=$E16),BD$2*BD$8>=$F16,BD$2*BD$8<=$G16),\"ü\",\"\")))","v":""},null,{"$f":"IF(BF$2=\"\",\"\",IF(OR(BF$6<$B16,BF$6>$C16),\"\",IF(AND(OR(BF$2*BF$7>=$D16,BF$2*BG$7>=$D16),OR(BF$2*BF$7<=$E16,BF$2*BG$7<=$E16),BF$2*BF$8>=$F16,BF$2*BF$8<=$G16),\"ü\",\"\")))","v":""},null,{"$f":"IF(BH$2=\"\",\"\",IF(OR(BH$6<$B16,BH$6>$C16),\"\",IF(AND(OR(BH$2*BH$7>=$D16,BH$2*BI$7>=$D16),OR(BH$2*BH$7<=$E16,BH$2*BI$7<=$E16),BH$2*BH$8>=$F16,BH$2*BH$8<=$G16),\"ü\",\"\")))","v":""},null,{"$f":"IF(BJ$2=\"\",\"\",IF(OR(BJ$6<$B16,BJ$6>$C16),\"\",IF(AND(OR(BJ$2*BJ$7>=$D16,BJ$2*BK$7>=$D16),OR(BJ$2*BJ$7<=$E16,BJ$2*BK$7<=$E16),BJ$2*BJ$8>=$F16,BJ$2*BJ$8<=$G16),\"ü\",\"\")))","v":""},null,{"$f":"IF(BL$2=\"\",\"\",IF(OR(BL$6<$B16,BL$6>$C16),\"\",IF(AND(OR(BL$2*BL$7>=$D16,BL$2*BM$7>=$D16),OR(BL$2*BL$7<=$E16,BL$2*BM$7<=$E16),BL$2*BL$8>=$F16,BL$2*BL$8<=$G16),\"ü\",\"\")))","v":""},null,null,null,"N/A","N/A","N/A"]
["hide",180,{"$f":"B17","v":180},26,42,{"$f":"(B17/1000)*D17","v":4.68},{"$f":"(C17/1000)*E17","v":7.56},"",null,"",null,"",null,"",null,"",null,"",null,"",null,"",null,null,null,null,null,"",null,"",null,"",null,"",null,"",null,null,null,"",null,"",null,"",null,"",null,null,null,"",null,"",null,"",null,"",null,"",null,"",null,"",null,"",null,null,null,"N/A","N/A","N/A"]
["hide",220,220,26,42,5.72,9.24,"",null,"",null,"",null,"",null,"",null,"",null,"",null,"",null,null,null,null,null,"",null,"",null,"",null,"",null,"",null,null,null,"",null,"",null,"",null,"",null,null,null,"",null,"",null,"",null,"",null,"",null,"",null,"",null,"",null,null,null,"N/A","N/A","N/A"]
["hide",250,250,26,42,6.5,10.5,"ü",null,"",null,"",null,"",null,"",null,"",null,"",null,"",null,null,null,null,null,"",null,"",null,"",null,"",null,"",null,null,null,"ü",null,"",null,"",null,"ü",null,null,null,"ü",null,"",null,"",null,"",null,"",null,"",null,"",null,"",null,null,null,"N/A","N/A","N/A"]
["Powerbank.250",250,250,25,42,6.25,10.5,{"$f":"IF(H$2=\"\",\"\",IF(OR(H$6<$B20,H$6>$C20),\"\",IF(AND(OR(H$2*H$7>=$D20,H$2*I$7>=$D20),OR(H$2*H$7<=$E20,H$2*I$7<=$E20),H$2*H$8>=$F20,H$2*H$8<=$G20),\"ü\",\"\")))","v":"ü"},null,null,null,{"$f":"IF(L$2=\"\",\"\",IF(OR(L$6<$B20,L$6>$C20),\"\",IF(AND(OR(L$2*L$7>=$D20,L$2*M$7>=$D20),OR(L$2*L$7<=$E20,L$2*M$7<=$E20),L$2*L$8>=$F20,L$2*L$8<=$G20),\"ü\",\"\")))","v":""},null,{"$f":"IF(N$2=\"\",\"\",IF(OR(N$6<$B20,N$6>$C20),\"\",IF(AND(OR(N$2*N$7>=$D20,N$2*O$7>=$D20),OR(N$2*N$7<=$E20,N$2*O$7<=$E20),N$2*N$8>=$F20,N$2*N$8<=$G20),\"ü\",\"\")))","v":""},null,{"$f":"IF(P$2=\"\",\"\",IF(OR(P$6<$B20,P$6>$C20),\"\",IF(AND(OR(P$2*P$7>=$D20,P$2*Q$7>=$D20),OR(P$2*P$7<=$E20,P$2*Q$7<=$E20),P$2*P$8>=$F20,P$2*P$8<=$G20),\"ü\",\"\")))","v":""},null,{"$f":"IF(R$2=\"\",\"\",IF(OR(R$6<$B20,R$6>$C20),\"\",IF(AND(OR(R$2*R$7>=$D20,R$2*S$7>=$D20),OR(R$2*R$7<=$E20,R$2*S$7<=$E20),R$2*R$8>=$F20,R$2*R$8<=$G20),\"ü\",\"\")))","v":""},null,{"$f":"IF(T$2=\"\",\"\",IF(OR(T$6<$B20,T$6>$C20),\"\",IF(AND(OR(T$2*T$7>=$D20,T$2*U$7>=$D20),OR(T$2*T$7<=$E20,T$2*U$7<=$E20),T$2*T$8>=$F20,T$2*T$8<=$G20),\"ü\",\"\")))","v":""},null,{"$f":"IF(V$2=\"\",\"\",IF(OR(V$6<$B20,V$6>$C20),\"\",IF(AND(OR(V$2*V$7>=$D20,V$2*W$7>=$D20),OR(V$2*V$7<=$E20,V$2*W$7<=$E20),V$2*V$8>=$F20,V$2*V$8<=$G20),\"ü\",\"\")))","v":""},null,null,null,null,null,{"$f":"IF(AB$2=\"\",\"\",IF(OR(AB$6<$B20,AB$6>$C20),\"\",IF(AND(OR(AB$2*AB$7>=$D20,AB$2*AC$7>=$D20),OR(AB$2*AB$7<=$E20,AB$2*AC$7<=$E20),AB$2*AB$8>=$F20,AB$2*AB$8<=$G20),\"ü\",\"\")))","v":""},null,{"$f":"IF(AD$2=\"\",\"\",IF(OR(AD$6<$B20,AD$6>$C20),\"\",IF(AND(OR(AD$2*AD$7>=$D20,AD$2*AE$7>=$D20),OR(AD$2*AD$7<=$E20,AD$2*AE$7<=$E20),AD$2*AD$8>=$F20,AD$2*AD$8<=$G20),\"ü\",\"\")))","v":""},null,{"$f":"IF(AF$2=\"\",\"\",IF(OR(AF$6<$B20,AF$6>$C20),\"\",IF(AND(OR(AF$2*AF$7>=$D20,AF$2*AG$7>=$D20),OR(AF$2*AF$7<=$E20,AF$2*AG$7<=$E20),AF$2*AF$8>=$F20,AF$2*AF$8<=$G20),\"ü\",\"\")))","v":""},null,{"$f":"IF(AH$2=\"\",\"\",IF(OR(AH$6<$B20,AH$6>$C20),\"\",IF(AND(OR(AH$2*AH$7>=$D20,AH$2*AI$7>=$D20),OR(AH$2*AH$7<=$E20,AH$2*AI$7<=$E20),AH$2*AH$8>=$F20,AH$2*AH$8<=$G20),\"ü\",\"\")))","v":""},null,{"$f":"IF(AJ$2=\"\",\"\",IF(OR(AJ$6<$B20,AJ$6>$C20),\"\",IF(AND(OR(AJ$2*AJ$7>=$D20,AJ$2*AK$7>=$D20),OR(AJ$2*AJ$7<=$E20,AJ$2*AK$7<=$E20),AJ$2*AJ$8>=$F20,AJ$2*AJ$8<=$G20),\"ü\",\"\")))","v":""},null,null,null,{"$f":"IF(AN$2=\"\",\"\",IF(OR(AN$6<$B20,AN$6>$C20),\"\",IF(AND(OR(AN$2*AN$7>=$D20,AN$2*AO$7>=$D20),OR(AN$2*AN$7<=$E20,AN$2*AO$7<=$E20),AN$2*AN$8>=$F20,AN$2*AN$8<=$G20),\"ü\",\"\")))","v":"ü"},null,{"$f":"IF(AP$2=\"\",\"\",IF(OR(AP$6<$B20,AP$6>$C20),\"\",IF(AND(OR(AP$2*AP$7>=$D20,AP$2*AQ$7>=$D20),OR(AP$2*AP$7<=$E20,AP$2*AQ$7<=$E20),AP$2*AP$8>=$F20,AP$2*AP$8<=$G20),\"ü\",\"\")))","v":""},null,{"$f":"IF(AR$2=\"\",\"\",IF(OR(AR$6<$B20,AR$6>$C20),\"\",IF(AND(OR(AR$2*AR$7>=$D20,AR$2*AS$7>=$D20),OR(AR$2*AR$7<=$E20,AR$2*AS$7<=$E20),AR$2*AR$8>=$F20,AR$2*AR$8<=$G20),\"ü\",\"\")))","v":""},null,{"$f":"IF(AT$2=\"\",\"\",IF(OR(AT$6<$B20,AT$6>$C20),\"\",IF(AND(OR(AT$2*AT$7>=$D20,AT$2*AU$7>=$D20),OR(AT$2*AT$7<=$E20,AT$2*AU$7<=$E20),AT$2*AT$8>=$F20,AT$2*AT$8<=$G20),\"ü\",\"\")))","v":"ü"},null,null,null,{"$f":"IF(AX$2=\"\",\"\",IF(OR(AX$6<$B20,AX$6>$C20),\"\",IF(AND(OR(AX$2*AX$7>=$D20,AX$2*AY$7>=$D20),OR(AX$2*AX$7<=$E20,AX$2*AY$7<=$E20),AX$2*AX$8>=$F20,AX$2*AX$8<=$G20),\"ü\",\"\")))","v":"ü"},null,{"$f":"IF(AZ$2=\"\",\"\",IF(OR(AZ$6<$B20,AZ$6>$C20),\"\",IF(AND(OR(AZ$2*AZ$7>=$D20,AZ$2*BA$7>=$D20),OR(AZ$2*AZ$7<=$E20,AZ$2*BA$7<=$E20),AZ$2*AZ$8>=$F20,AZ$2*AZ$8<=$G20),\"ü\",\"\")))","v":""},null,{"$f":"IF(BB$2=\"\",\"\",IF(OR(BB$6<$B20,BB$6>$C20),\"\",IF(AND(OR(BB$2*BB$7>=$D20,BB$2*BC$7>=$D20),OR(BB$2*BB$7<=$E20,BB$2*BC$7<=$E20),BB$2*BB$8>=$F20,BB$2*BB$8<=$G20),\"ü\",\"\")))","v":""},null,{"$f":"IF(BD$2=\"\",\"\",IF(OR(BD$6<$B20,BD$6>$C20),\"\",IF(AND(OR(BD$2*BD$7>=$D20,BD$2*BE$7>=$D20),OR(BD$2*BD$7<=$E20,BD$2*BE$7<=$E20),BD$2*BD$8>=$F20,BD$2*BD$8<=$G20),\"ü\",\"\")))","v":""},null,{"$f":"IF(BF$2=\"\",\"\",IF(OR(BF$6<$B20,BF$6>$C20),\"\",IF(AND(OR(BF$2*BF$7>=$D20,BF$2*BG$7>=$D20),OR(BF$2*BF$7<=$E20,BF$2*BG$7<=$E20),BF$2*BF$8>=$F20,BF$2*BF$8<=$G20),\"ü\",\"\")))","v":""},null,{"$f":"IF(BH$2=\"\",\"\",IF(OR(BH$6<$B20,BH$6>$C20),\"\",IF(AND(OR(BH$2*BH$7>=$D20,BH$2*BI$7>=$D20),OR(BH$2*BH$7<=$E20,BH$2*BI$7<=$E20),BH$2*BH$8>=$F20,BH$2*BH$8<=$G20),\"ü\",\"\")))","v":""},null,{"$f":"IF(BJ$2=\"\",\"\",IF(OR(BJ$6<$B20,BJ$6>$C20),\"\",IF(AND(OR(BJ$2*BJ$7>=$D20,BJ$2*BK$7>=$D20),OR(BJ$2*BJ$7<=$E20,BJ$2*BK$7<=$E20),BJ$2*BJ$8>=$F20,BJ$2*BJ$8<=$G20),\"ü\",\"\")))","v":""},null,{"$f":"IF(BL$2=\"\",\"\",IF(OR(BL$6<$B20,BL$6>$C20),\"\",IF(AND(OR(BL$2*BL$7>=$D20,BL$2*BM$7>=$D20),OR(BL$2*BL$7<=$E20,BL$2*BM$7<=$E20),BL$2*BL$8>=$F20,BL$2*BL$8<=$G20),\"ü\",\"\")))","v":""},null,null,null,"N/A","N/A","N/A"]
["Powerbank.250DALI","DIFFERENT FORMULA --->",null,null,null,null,null,{"$f":"IF(H22<>\"\",H22,IF(H23<>\"\",H23,IF(H24<>\"\",H24,H25)))","v":"ü"},null,{"$f":"IF(J22<>\"\",J22,IF(J23<>\"\",J23,IF(J24<>\"\",J24,J25)))","v":"ü"},null,{"$f":"IF(L22<>\"\",L22,IF(L23<>\"\",L23,IF(L24<>\"\",L24,L25)))","v":"ü"},null,{"$f":"IF(N22<>\"\",N22,IF(N23<>\"\",N23,IF(N24<>\"\",N24,N25)))","v":""},null,{"$f":"IF(P22<>\"\",P22,IF(P23<>\"\",P23,IF(P24<>\"\",P24,P25)))","v":""},null,{"$f":"IF(R22<>\"\",R22,IF(R23<>\"\",R23,IF(R24<>\"\",R24,R25)))","v":""},null,{"$f":"IF(T22<>\"\",T22,IF(T23<>\"\",T23,IF(T24<>\"\",T24,T25)))","v":""},null,"",null,null,null,null,null,{"$f":"IF(AB22<>\"\",AB22,IF(AB23<>\"\",AB23,IF(AB24<>\"\",AB24,AB25)))","v":"ü"},null,{"$f":"IF(AD22<>\"\",AD22,IF(AD23<>\"\",AD23,IF(AD24<>\"\",AD24,AD25)))","v":""},null,"",null,{"$f":"IF(AH22<>\"\",AH22,IF(AH23<>\"\",AH23,IF(AH24<>\"\",AH24,AH25)))","v":""},null,"",null,null,null,{"$f":"IF(AN22<>\"\",AN22,IF(AN23<>\"\",AN23,IF(AN24<>\"\",AN24,AN25)))","v":"ü"},null,{"$f":"IF(AP22<>\"\",AP22,IF(AP23<>\"\",AP23,IF(AP24<>\"\",AP24,AP25)))","v":""},null,{"$f":"IF(AR22<>\"\",AR22,IF(AR23<>\"\",AR23,IF(AR24<>\"\",AR24,AR25)))","v":""},null,{"$f":"IF(AT22<>\"\",AT22,IF(AT23<>\"\",AT23,IF(AT24<>\"\",AT24,AT25)))","v":"ü"},null,null,null,{"$f":"IF(AX22<>\"\",AX22,IF(AX23<>\"\",AX23,IF(AX24<>\"\",AX24,AX25)))","v":"ü"},null,{"$f":"IF(AZ22<>\"\",AZ22,IF(AZ23<>\"\",AZ23,IF(AZ24<>\"\",AZ24,AZ25)))","v":""},null,{"$f":"IF(BB22<>\"\",BB22,IF(BB23<>\"\",BB23,IF(BB24<>\"\",BB24,BB25)))","v":""},null,{"$f":"IF(BD22<>\"\",BD22,IF(BD23<>\"\",BD23,IF(BD24<>\"\",BD24,BD25)))","v":""},null,{"$f":"IF(BF22<>\"\",BF22,IF(BF23<>\"\",BF23,IF(BF24<>\"\",BF24,BF25)))","v":""},null,"",null,{"$f":"IF(BJ22<>\"\",BJ22,IF(BJ23<>\"\",BJ23,IF(BJ24<>\"\",BJ24,BJ25)))","v":""},null,{"$f":"IF(BL22<>\"\",BL22,IF(BL23<>\"\",BL23,IF(BL24<>\"\",BL24,BL25)))","v":""},null,null,null,"N/A","N/A","N/A"]
["hide",200,200,9,42,1.8,8.4,{"$f":"IF(H$2=\"\",\"\",IF(OR(H$6<$B22,H$6>$C22),\"\",IF(AND(OR(H$2*H$7>=$D22,H$2*I$7>=$D22),OR(H$2*H$7<=$E22,H$2*I$7<=$E22),H$2*H$8>=$F22,H$2*H$8<=$G22),\"ü\",\"\")))","v":""},null,{"$f":"IF(J$2=\"\",\"\",IF(OR(J$6<$B22,J$6>$C22),\"\",IF(AND(OR(J$2*J$7>=$D22,J$2*K$7>=$D22),OR(J$2*J$7<=$E22,J$2*K$7<=$E22),J$2*J$8>=$F22,J$2*J$8<=$G22),\"ü\",\"\")))","v":""},null,{"$f":"IF(L$2=\"\",\"\",IF(OR(L$6<$B22,L$6>$C22),\"\",IF(AND(OR(L$2*L$7>=$D22,L$2*M$7>=$D22),OR(L$2*L$7<=$E22,L$2*M$7<=$E22),L$2*L$8>=$F22,L$2*L$8<=$G22),\"ü\",\"\")))","v":""},null,{"$f":"IF(N$2=\"\",\"\",IF(OR(N$6<$B22,N$6>$C22),\"\",IF(AND(OR(N$2*N$7>=$D22,N$2*O$7>=$D22),OR(N$2*N$7<=$E22,N$2*O$7<=$E22),N$2*N$8>=$F22,N$2*N$8<=$G22),\"ü\",\"\")))","v":""},null,{"$f":"IF(P$2=\"\",\"\",IF(OR(P$6<$B22,P$6>$C22),\"\",IF(AND(OR(P$2*P$7>=$D22,P$2*Q$7>=$D22),OR(P$2*P$7<=$E22,P$2*Q$7<=$E22),P$2*P$8>=$F22,P$2*P$8<=$G22),\"ü\",\"\")))","v":""},null,{"$f":"IF(R$2=\"\",\"\",IF(OR(R$6<$B22,R$6>$C22),\"\",IF(AND(OR(R$2*R$7>=$D22,R$2*S$7>=$D22),OR(R$2*R$7<=$E22,R$2*S$7<=$E22),R$2*R$8>=$F22,R$2*R$8<=$G22),\"ü\",\"\")))","v":""},null,{"$f":"IF(T$2=\"\",\"\",IF(OR(T$6<$B22,T$6>$C22),\"\",IF(AND(OR(T$2*T$7>=$D22,T$2*U$7>=$D22),OR(T$2*T$7<=$E22,T$2*U$7<=$E22),T$2*T$8>=$F22,T$2*T$8<=$G22),\"ü\",\"\")))","v":""},null,{"$f":"IF(V$2=\"\",\"\",IF(OR(V$6<$B22,V$6>$C22),\"\",IF(AND(OR(V$2*V$7>=$D22,V$2*W$7>=$D22),OR(V$2*V$7<=$E22,V$2*W$7<=$E22),V$2*V$8>=$F22,V$2*V$8<=$G22),\"ü\",\"\")))","v":""},null,null,null,null,null,{"$f":"IF(AB$2=\"\",\"\",IF(OR(AB$6<$B22,AB$6>$C22),\"\",IF(AND(OR(AB$2*AB$7>=$D22,AB$2*AC$7>=$D22),OR(AB$2*AB$7<=$E22,AB$2*AC$7<=$E22),AB$2*AB$8>=$F22,AB$2*AB$8<=$G22),\"ü\",\"\")))","v":""},null,{"$f":"IF(AD$2=\"\",\"\",IF(OR(AD$6<$B22,AD$6>$C22),\"\",IF(AND(OR(AD$2*AD$7>=$D22,AD$2*AE$7>=$D22),OR(AD$2*AD$7<=$E22,AD$2*AE$7<=$E22),AD$2*AD$8>=$F22,AD$2*AD$8<=$G22),\"ü\",\"\")))","v":""},null,{"$f":"IF(AF$2=\"\",\"\",IF(OR(AF$6<$B22,AF$6>$C22),\"\",IF(AND(OR(AF$2*AF$7>=$D22,AF$2*AG$7>=$D22),OR(AF$2*AF$7<=$E22,AF$2*AG$7<=$E22),AF$2*AF$8>=$F22,AF$2*AF$8<=$G22),\"ü\",\"\")))","v":""},null,{"$f":"IF(AH$2=\"\",\"\",IF(OR(AH$6<$B22,AH$6>$C22),\"\",IF(AND(OR(AH$2*AH$7>=$D22,AH$2*AI$7>=$D22),OR(AH$2*AH$7<=$E22,AH$2*AI$7<=$E22),AH$2*AH$8>=$F22,AH$2*AH$8<=$G22),\"ü\",\"\")))","v":""},null,{"$f":"IF(AJ$2=\"\",\"\",IF(OR(AJ$6<$B22,AJ$6>$C22),\"\",IF(AND(OR(AJ$2*AJ$7>=$D22,AJ$2*AK$7>=$D22),OR(AJ$2*AJ$7<=$E22,AJ$2*AK$7<=$E22),AJ$2*AJ$8>=$F22,AJ$2*AJ$8<=$G22),\"ü\",\"\")))","v":""},null,null,null,{"$f":"IF(AN$2=\"\",\"\",IF(OR(AN$6<$B22,AN$6>$C22),\"\",IF(AND(OR(AN$2*AN$7>=$D22,AN$2*AO$7>=$D22),OR(AN$2*AN$7<=$E22,AN$2*AO$7<=$E22),AN$2*AN$8>=$F22,AN$2*AN$8<=$G22),\"ü\",\"\")))","v":""},null,{"$f":"IF(AP$2=\"\",\"\",IF(OR(AP$6<$B22,AP$6>$C22),\"\",IF(AND(OR(AP$2*AP$7>=$D22,AP$2*AQ$7>=$D22),OR(AP$2*AP$7<=$E22,AP$2*AQ$7<=$E22),AP$2*AP$8>=$F22,AP$2*AP$8<=$G22),\"ü\",\"\")))","v":""},null,{"$f":"IF(AR$2=\"\",\"\",IF(OR(AR$6<$B22,AR$6>$C22),\"\",IF(AND(OR(AR$2*AR$7>=$D22,AR$2*AS$7>=$D22),OR(AR$2*AR$7<=$E22,AR$2*AS$7<=$E22),AR$2*AR$8>=$F22,AR$2*AR$8<=$G22),\"ü\",\"\")))","v":""},null,{"$f":"IF(AT$2=\"\",\"\",IF(OR(AT$6<$B22,AT$6>$C22),\"\",IF(AND(OR(AT$2*AT$7>=$D22,AT$2*AU$7>=$D22),OR(AT$2*AT$7<=$E22,AT$2*AU$7<=$E22),AT$2*AT$8>=$F22,AT$2*AT$8<=$G22),\"ü\",\"\")))","v":""},null,null,null,{"$f":"IF(AX$2=\"\",\"\",IF(OR(AX$6<$B22,AX$6>$C22),\"\",IF(AND(OR(AX$2*AX$7>=$D22,AX$2*AY$7>=$D22),OR(AX$2*AX$7<=$E22,AX$2*AY$7<=$E22),AX$2*AX$8>=$F22,AX$2*AX$8<=$G22),\"ü\",\"\")))","v":""},null,{"$f":"IF(AZ$2=\"\",\"\",IF(OR(AZ$6<$B22,AZ$6>$C22),\"\",IF(AND(OR(AZ$2*AZ$7>=$D22,AZ$2*BA$7>=$D22),OR(AZ$2*AZ$7<=$E22,AZ$2*BA$7<=$E22),AZ$2*AZ$8>=$F22,AZ$2*AZ$8<=$G22),\"ü\",\"\")))","v":""},null,{"$f":"IF(BB$2=\"\",\"\",IF(OR(BB$6<$B22,BB$6>$C22),\"\",IF(AND(OR(BB$2*BB$7>=$D22,BB$2*BC$7>=$D22),OR(BB$2*BB$7<=$E22,BB$2*BC$7<=$E22),BB$2*BB$8>=$F22,BB$2*BB$8<=$G22),\"ü\",\"\")))","v":""},null,"",null,{"$f":"IF(BF$2=\"\",\"\",IF(OR(BF$6<$B22,BF$6>$C22),\"\",IF(AND(OR(BF$2*BF$7>=$D22,BF$2*BG$7>=$D22),OR(BF$2*BF$7<=$E22,BF$2*BG$7<=$E22),BF$2*BF$8>=$F22,BF$2*BF$8<=$G22),\"ü\",\"\")))","v":""},null,{"$f":"IF(BH$2=\"\",\"\",IF(OR(BH$6<$B22,BH$6>$C22),\"\",IF(AND(OR(BH$2*BH$7>=$D22,BH$2*BI$7>=$D22),OR(BH$2*BH$7<=$E22,BH$2*BI$7<=$E22),BH$2*BH$8>=$F22,BH$2*BH$8<=$G22),\"ü\",\"\")))","v":""},null,{"$f":"IF(BJ$2=\"\",\"\",IF(OR(BJ$6<$B22,BJ$6>$C22),\"\",IF(AND(OR(BJ$2*BJ$7>=$D22,BJ$2*BK$7>=$D22),OR(BJ$2*BJ$7<=$E22,BJ$2*BK$7<=$E22),BJ$2*BJ$8>=$F22,BJ$2*BJ$8<=$G22),\"ü\",\"\")))","v":""},null,{"$f":"IF(BL$2=\"\",\"\",IF(OR(BL$6<$B22,BL$6>$C22),\"\",IF(AND(OR(BL$2*BL$7>=$D22,BL$2*BM$7>=$D22),OR(BL$2*BL$7<=$E22,BL$2*BM$7<=$E22),BL$2*BL$8>=$F22,BL$2*BL$8<=$G22),\"ü\",\"\")))","v":""},null,null,null,"N/A","N/A","N/A"]
["hide",250,250,9,42,2.25,10.5,"ü",null,"",null,"",null,"",null,"",null,"",null,"",null,"",null,null,null,null,null,"",null,"",null,"",null,"",null,"",null,null,null,"ü",null,"",null,"",null,"ü",null,null,null,"ü",null,{"$f":"IF(AZ$2=\"\",\"\",IF(OR(AZ$6<$B23,AZ$6>$C23),\"\",IF(AND(OR(AZ$2*AZ$7>=$D23,AZ$2*BA$7>=$D23),OR(AZ$2*AZ$7<=$E23,AZ$2*BA$7<=$E23),AZ$2*AZ$8>=$F23,AZ$2*AZ$8<=$G23),\"ü\",\"\")))","v":""},null,{"$f":"IF(BB$2=\"\",\"\",IF(OR(BB$6<$B23,BB$6>$C23),\"\",IF(AND(OR(BB$2*BB$7>=$D23,BB$2*BC$7>=$D23),OR(BB$2*BB$7<=$E23,BB$2*BC$7<=$E23),BB$2*BB$8>=$F23,BB$2*BB$8<=$G23),\"ü\",\"\")))","v":""},null,"",null,"",null,"",null,{"$f":"IF(BJ$2=\"\",\"\",IF(OR(BJ$6<$B23,BJ$6>$C23),\"\",IF(AND(OR(BJ$2*BJ$7>=$D23,BJ$2*BK$7>=$D23),OR(BJ$2*BJ$7<=$E23,BJ$2*BK$7<=$E23),BJ$2*BJ$8>=$F23,BJ$2*BJ$8<=$G23),\"ü\",\"\")))","v":""},null,"",null,null,null,"N/A","N/A","N/A"]
["hide",300,300,9,42,2.7,12.6,"",null,"",null,"",null,"",null,"",null,"",null,"",null,"",null,null,null,null,null,"",null,"",null,"",null,"",null,"",null,null,null,"",null,"",null,"",null,"",null,null,null,"",null,{"$f":"IF(AZ$2=\"\",\"\",IF(OR(AZ$6<$B24,AZ$6>$C24),\"\",IF(AND(OR(AZ$2*AZ$7>=$D24,AZ$2*BA$7>=$D24),OR(AZ$2*AZ$7<=$E24,AZ$2*BA$7<=$E24),AZ$2*AZ$8>=$F24,AZ$2*AZ$8<=$G24),\"ü\",\"\")))","v":""},null,{"$f":"IF(BB$2=\"\",\"\",IF(OR(BB$6<$B24,BB$6>$C24),\"\",IF(AND(OR(BB$2*BB$7>=$D24,BB$2*BC$7>=$D24),OR(BB$2*BB$7<=$E24,BB$2*BC$7<=$E24),BB$2*BB$8>=$F24,BB$2*BB$8<=$G24),\"ü\",\"\")))","v":""},null,"",null,"",null,"",null,{"$f":"IF(BJ$2=\"\",\"\",IF(OR(BJ$6<$B24,BJ$6>$C24),\"\",IF(AND(OR(BJ$2*BJ$7>=$D24,BJ$2*BK$7>=$D24),OR(BJ$2*BJ$7<=$E24,BJ$2*BK$7<=$E24),BJ$2*BJ$8>=$F24,BJ$2*BJ$8<=$G24),\"ü\",\"\")))","v":""},null,"",null,null,null,"N/A","N/A","N/A"]
["hide",350,350,9,42,3.15,14.7,"",null,"ü",null,"ü",null,"",null,"",null,"",null,"",null,"",null,null,null,null,null,"ü",null,"",null,"",null,"",null,"",null,null,null,"",null,"",null,"",null,"",null,null,null,"",null,{"$f":"IF(AZ$2=\"\",\"\",IF(OR(AZ$6<$B25,AZ$6>$C25),\"\",IF(AND(OR(AZ$2*AZ$7>=$D25,AZ$2*BA$7>=$D25),OR(AZ$2*AZ$7<=$E25,AZ$2*BA$7<=$E25),AZ$2*AZ$8>=$F25,AZ$2*AZ$8<=$G25),\"ü\",\"\")))","v":""},null,{"$f":"IF(BB$2=\"\",\"\",IF(OR(BB$6<$B25,BB$6>$C25),\"\",IF(AND(OR(BB$2*BB$7>=$D25,BB$2*BC$7>=$D25),OR(BB$2*BB$7<=$E25,BB$2*BC$7<=$E25),BB$2*BB$8>=$F25,BB$2*BB$8<=$G25),\"ü\",\"\")))","v":""},null,"",null,"",null,"",null,{"$f":"IF(BJ$2=\"\",\"\",IF(OR(BJ$6<$B25,BJ$6>$C25),\"\",IF(AND(OR(BJ$2*BJ$7>=$D25,BJ$2*BK$7>=$D25),OR(BJ$2*BJ$7<=$E25,BJ$2*BK$7<=$E25),BJ$2*BJ$8>=$F25,BJ$2*BJ$8<=$G25),\"ü\",\"\")))","v":""},null,"",null,null,null,"N/A","N/A","N/A"]
["Powerbank350.S",350,350,2.5,6,2,4.2,"",null,"",null,"",null,"",null,"",null,"",null,"",null,"",null,null,null,null,null,"",null,"",null,"",null,"",null,"",null,null,null,"",null,"",null,"",null,"",null,null,null,"",null,{"$f":"IF(AZ$2=\"\",\"\",IF(OR(AZ$6<$B26,AZ$6>$C26),\"\",IF(AND(OR(AZ$2*AZ$7>=$D26,AZ$2*BA$7>=$D26),OR(AZ$2*AZ$7<=$E26,AZ$2*BA$7<=$E26),AZ$2*AZ$8>=$F26,AZ$2*AZ$8<=$G26),\"ü\",\"\")))","v":""},null,{"$f":"IF(BB$2=\"\",\"\",IF(OR(BB$6<$B26,BB$6>$C26),\"\",IF(AND(OR(BB$2*BB$7>=$D26,BB$2*BC$7>=$D26),OR(BB$2*BB$7<=$E26,BB$2*BC$7<=$E26),BB$2*BB$8>=$F26,BB$2*BB$8<=$G26),\"ü\",\"\")))","v":""},null,"",null,"",null,"",null,{"$f":"IF(BJ$2=\"\",\"\",IF(OR(BJ$6<$B26,BJ$6>$C26),\"\",IF(AND(OR(BJ$2*BJ$7>=$D26,BJ$2*BK$7>=$D26),OR(BJ$2*BJ$7<=$E26,BJ$2*BK$7<=$E26),BJ$2*BJ$8>=$F26,BJ$2*BJ$8<=$G26),\"ü\",\"\")))","v":""},null,"",null,null,null,"N/A","N/A","N/A"]
["Powerbank350.M",350,350,12,24,4.2,8.4,"",null,"ü",null,"ü",null,"",null,"",null,"",null,"",null,"",null,null,null,null,null,"",null,"",null,"",null,"",null,"",null,null,null,"",null,"",null,"",null,"",null,null,null,"",null,{"$f":"IF(AZ$2=\"\",\"\",IF(OR(AZ$6<$B27,AZ$6>$C27),\"\",IF(AND(OR(AZ$2*AZ$7>=$D27,AZ$2*BA$7>=$D27),OR(AZ$2*AZ$7<=$E27,AZ$2*BA$7<=$E27),AZ$2*AZ$8>=$F27,AZ$2*AZ$8<=$G27),\"ü\",\"\")))","v":""},null,{"$f":"IF(BB$2=\"\",\"\",IF(OR(BB$6<$B27,BB$6>$C27),\"\",IF(AND(OR(BB$2*BB$7>=$D27,BB$2*BC$7>=$D27),OR(BB$2*BB$7<=$E27,BB$2*BC$7<=$E27),BB$2*BB$8>=$F27,BB$2*BB$8<=$G27),\"ü\",\"\")))","v":""},null,"",null,"",null,"",null,{"$f":"IF(BJ$2=\"\",\"\",IF(OR(BJ$6<$B27,BJ$6>$C27),\"\",IF(AND(OR(BJ$2*BJ$7>=$D27,BJ$2*BK$7>=$D27),OR(BJ$2*BJ$7<=$E27,BJ$2*BK$7<=$E27),BJ$2*BJ$8>=$F27,BJ$2*BJ$8<=$G27),\"ü\",\"\")))","v":""},null,"",null,null,null,"N/A","N/A","N/A"]
["Powerbank350.L",350,350,25,42,8.75,14.7,"",null,"",null,"",null,"",null,"",null,"",null,"",null,"",null,null,null,null,null,"ü",null,"",null,"",null,"",null,"",null,null,null,"",null,"",null,"",null,"",null,null,null,"",null,{"$f":"IF(AZ$2=\"\",\"\",IF(OR(AZ$6<$B28,AZ$6>$C28),\"\",IF(AND(OR(AZ$2*AZ$7>=$D28,AZ$2*BA$7>=$D28),OR(AZ$2*AZ$7<=$E28,AZ$2*BA$7<=$E28),AZ$2*AZ$8>=$F28,AZ$2*AZ$8<=$G28),\"ü\",\"\")))","v":""},null,{"$f":"IF(BB$2=\"\",\"\",IF(OR(BB$6<$B28,BB$6>$C28),\"\",IF(AND(OR(BB$2*BB$7>=$D28,BB$2*BC$7>=$D28),OR(BB$2*BB$7<=$E28,BB$2*BC$7<=$E28),BB$2*BB$8>=$F28,BB$2*BB$8<=$G28),\"ü\",\"\")))","v":""},null,"",null,"",null,"",null,{"$f":"IF(BJ$2=\"\",\"\",IF(OR(BJ$6<$B28,BJ$6>$C28),\"\",IF(AND(OR(BJ$2*BJ$7>=$D28,BJ$2*BK$7>=$D28),OR(BJ$2*BJ$7<=$E28,BJ$2*BK$7<=$E28),BJ$2*BJ$8>=$F28,BJ$2*BJ$8<=$G28),\"ü\",\"\")))","v":""},null,"",null,null,null,"N/A","N/A","N/A"]
["Powerbank350.XL",350,350,43,70,15,25,"",null,"",null,"",null,"",null,"ü",null,"",null,"",null,"",null,null,null,null,null,"",null,"",null,"",null,"ü",null,"",null,null,null,"",null,"",null,"",null,"",null,null,null,"",null,{"$f":"IF(AZ$2=\"\",\"\",IF(OR(AZ$6<$B29,AZ$6>$C29),\"\",IF(AND(OR(AZ$2*AZ$7>=$D29,AZ$2*BA$7>=$D29),OR(AZ$2*AZ$7<=$E29,AZ$2*BA$7<=$E29),AZ$2*AZ$8>=$F29,AZ$2*AZ$8<=$G29),\"ü\",\"\")))","v":""},null,{"$f":"IF(BB$2=\"\",\"\",IF(OR(BB$6<$B29,BB$6>$C29),\"\",IF(AND(OR(BB$2*BB$7>=$D29,BB$2*BC$7>=$D29),OR(BB$2*BB$7<=$E29,BB$2*BC$7<=$E29),BB$2*BB$8>=$F29,BB$2*BB$8<=$G29),\"ü\",\"\")))","v":""},null,"",null,"ü",null,"",null,{"$f":"IF(BJ$2=\"\",\"\",IF(OR(BJ$6<$B29,BJ$6>$C29),\"\",IF(AND(OR(BJ$2*BJ$7>=$D29,BJ$2*BK$7>=$D29),OR(BJ$2*BJ$7<=$E29,BJ$2*BK$7<=$E29),BJ$2*BJ$8>=$F29,BJ$2*BJ$8<=$G29),\"ü\",\"\")))","v":""},null,"",null,null,null,"N/A","N/A","N/A"]
["Powerbank350-500.DALI","DIFFERENT FORMULA --->",null,null,null,null,null,{"$f":"IF(H31<>\"\",H31,IF(H32<>\"\",H32,IF(H33<>\"\",H33,H34)))","v":""},null,{"$f":"IF(J31<>\"\",J31,IF(J32<>\"\",J32,IF(J33<>\"\",J33,J34)))","v":"ü"},null,{"$f":"IF(L31<>\"\",L31,IF(L32<>\"\",L32,IF(L33<>\"\",L33,L34)))","v":"ü"},null,{"$f":"IF(N31<>\"\",N31,IF(N32<>\"\",N32,IF(N33<>\"\",N33,N34)))","v":""},null,{"$f":"IF(P31<>\"\",P31,IF(P32<>\"\",P32,IF(P33<>\"\",P33,P34)))","v":""},null,{"$f":"IF(R31<>\"\",R31,IF(R32<>\"\",R32,IF(R33<>\"\",R33,R34)))","v":""},null,{"$f":"IF(T31<>\"\",T31,IF(T32<>\"\",T32,IF(T33<>\"\",T33,T34)))","v":""},null,{"$f":"IF(V31<>\"\",V31,IF(V32<>\"\",V32,IF(V33<>\"\",V33,V34)))","v":"ü"},null,null,null,null,null,{"$f":"IF(AB31<>\"\",AB31,IF(AB32<>\"\",AB32,IF(AB33<>\"\",AB33,AB34)))","v":""},null,{"$f":"IF(AD31<>\"\",AD31,IF(AD32<>\"\",AD32,IF(AD33<>\"\",AD33,AD34)))","v":""},null,{"$f":"IF(AF31<>\"\",AF31,IF(AF32<>\"\",AF32,IF(AF33<>\"\",AF33,AF34)))","v":""},null,{"$f":"IF(AH31<>\"\",AH31,IF(AH32<>\"\",AH32,IF(AH33<>\"\",AH33,AH34)))","v":""},null,{"$f":"IF(AJ31<>\"\",AJ31,IF(AJ32<>\"\",AJ32,IF(AJ33<>\"\",AJ33,AJ34)))","v":""},null,null,null,{"$f":"IF(AN31<>\"\",AN31,IF(AN32<>\"\",AN32,IF(AN33<>\"\",AN33,AN34)))","v":""},null,{"$f":"IF(AP31<>\"\",AP31,IF(AP32<>\"\",AP32,IF(AP33<>\"\",AP33,AP34)))","v":""},null,{"$f":"IF(AR31<>\"\",AR31,IF(AR32<>\"\",AR32,IF(AR33<>\"\",AR33,AR34)))","v":""},null,{"$f":"IF(AT31<>\"\",AT31,IF(AT32<>\"\",AT32,IF(AT33<>\"\",AT33,AT34)))","v":""},null,null,null,{"$f":"IF(AX31<>\"\",AX31,IF(AX32<>\"\",AX32,IF(AX33<>\"\",AX33,AX34)))","v":""},null,{"$f":"IF(AZ31<>\"\",AZ31,IF(AZ32<>\"\",AZ32,IF(AZ33<>\"\",AZ33,AZ34)))","v":""},null,{"$f":"IF(BB31<>\"\",BB31,IF(BB32<>\"\",BB32,IF(BB33<>\"\",BB33,BB34)))","v":""},null,{"$f":"IF(BD31<>\"\",BD31,IF(BD32<>\"\",BD32,IF(BD33<>\"\",BD33,BD34)))","v":""},null,{"$f":"IF(BF31<>\"\",BF31,IF(BF32<>\"\",BF32,IF(BF33<>\"\",BF33,BF34)))","v":""},null,{"$f":"IF(BH31<>\"\",BH31,IF(BH32<>\"\",BH32,IF(BH33<>\"\",BH33,BH34)))","v":""},null,{"$f":"IF(BJ31<>\"\",BJ31,IF(BJ32<>\"\",BJ32,IF(BJ33<>\"\",BJ33,BJ34)))","v":""},null,{"$f":"IF(BL31<>\"\",BL31,IF(BL32<>\"\",BL32,IF(BL33<>\"\",BL33,BL34)))","v":""},null,null,null,"N/A","N/A","N/A"]
["hide",350,350,9,24,{"$f":"(B31/1000)*D31","v":3.15},{"$f":"(C31/1000)*E31","v":8.3999999999999986},{"$f":"IF(H$2=\"\",\"\",IF(OR(H$6<$B31,H$6>$C31),\"\",IF(AND(OR(H$2*H$7>=$D31,H$2*I$7>=$D31),OR(H$2*H$7<=$E31,H$2*I$7<=$E31),H$2*H$8>=$F31,H$2*H$8<=$G31),\"ü\",\"\")))","v":""},null,{"$f":"IF(J$2=\"\",\"\",IF(OR(J$6<$B31,J$6>$C31),\"\",IF(AND(OR(J$2*J$7>=$D31,J$2*K$7>=$D31),OR(J$2*J$7<=$E31,J$2*K$7<=$E31),J$2*J$8>=$F31,J$2*J$8<=$G31),\"ü\",\"\")))","v":"ü"},null,{"$f":"IF(L$2=\"\",\"\",IF(OR(L$6<$B31,L$6>$C31),\"\",IF(AND(OR(L$2*L$7>=$D31,L$2*M$7>=$D31),OR(L$2*L$7<=$E31,L$2*M$7<=$E31),L$2*L$8>=$F31,L$2*L$8<=$G31),\"ü\",\"\")))","v":"ü"},null,{"$f":"IF(N$2=\"\",\"\",IF(OR(N$6<$B31,N$6>$C31),\"\",IF(AND(OR(N$2*N$7>=$D31,N$2*O$7>=$D31),OR(N$2*N$7<=$E31,N$2*O$7<=$E31),N$2*N$8>=$F31,N$2*N$8<=$G31),\"ü\",\"\")))","v":""},null,{"$f":"IF(P$2=\"\",\"\",IF(OR(P$6<$B31,P$6>$C31),\"\",IF(AND(OR(P$2*P$7>=$D31,P$2*Q$7>=$D31),OR(P$2*P$7<=$E31,P$2*Q$7<=$E31),P$2*P$8>=$F31,P$2*P$8<=$G31),\"ü\",\"\")))","v":""},null,{"$f":"IF(R$2=\"\",\"\",IF(OR(R$6<$B31,R$6>$C31),\"\",IF(AND(OR(R$2*R$7>=$D31,R$2*S$7>=$D31),OR(R$2*R$7<=$E31,R$2*S$7<=$E31),R$2*R$8>=$F31,R$2*R$8<=$G31),\"ü\",\"\")))","v":""},null,{"$f":"IF(T$2=\"\",\"\",IF(OR(T$6<$B31,T$6>$C31),\"\",IF(AND(OR(T$2*T$7>=$D31,T$2*U$7>=$D31),OR(T$2*T$7<=$E31,T$2*U$7<=$E31),T$2*T$8>=$F31,T$2*T$8<=$G31),\"ü\",\"\")))","v":""},null,{"$f":"IF(V$2=\"\",\"\",IF(OR(V$6<$B31,V$6>$C31),\"\",IF(AND(OR(V$2*V$7>=$D31,V$2*W$7>=$D31),OR(V$2*V$7<=$E31,V$2*W$7<=$E31),V$2*V$8>=$F31,V$2*V$8<=$G31),\"ü\",\"\")))","v":""},null,null,null,null,null,{"$f":"IF(AB$2=\"\",\"\",IF(OR(AB$6<$B31,AB$6>$C31),\"\",IF(AND(OR(AB$2*AB$7>=$D31,AB$2*AC$7>=$D31),OR(AB$2*AB$7<=$E31,AB$2*AC$7<=$E31),AB$2*AB$8>=$F31,AB$2*AB$8<=$G31),\"ü\",\"\")))","v":""},null,{"$f":"IF(AD$2=\"\",\"\",IF(OR(AD$6<$B31,AD$6>$C31),\"\",IF(AND(OR(AD$2*AD$7>=$D31,AD$2*AE$7>=$D31),OR(AD$2*AD$7<=$E31,AD$2*AE$7<=$E31),AD$2*AD$8>=$F31,AD$2*AD$8<=$G31),\"ü\",\"\")))","v":""},null,{"$f":"IF(AF$2=\"\",\"\",IF(OR(AF$6<$B31,AF$6>$C31),\"\",IF(AND(OR(AF$2*AF$7>=$D31,AF$2*AG$7>=$D31),OR(AF$2*AF$7<=$E31,AF$2*AG$7<=$E31),AF$2*AF$8>=$F31,AF$2*AF$8<=$G31),\"ü\",\"\")))","v":""},null,{"$f":"IF(AH$2=\"\",\"\",IF(OR(AH$6<$B31,AH$6>$C31),\"\",IF(AND(OR(AH$2*AH$7>=$D31,AH$2*AI$7>=$D31),OR(AH$2*AH$7<=$E31,AH$2*AI$7<=$E31),AH$2*AH$8>=$F31,AH$2*AH$8<=$G31),\"ü\",\"\")))","v":""},null,{"$f":"IF(AJ$2=\"\",\"\",IF(OR(AJ$6<$B31,AJ$6>$C31),\"\",IF(AND(OR(AJ$2*AJ$7>=$D31,AJ$2*AK$7>=$D31),OR(AJ$2*AJ$7<=$E31,AJ$2*AK$7<=$E31),AJ$2*AJ$8>=$F31,AJ$2*AJ$8<=$G31),\"ü\",\"\")))","v":""},null,null,null,{"$f":"IF(AN$2=\"\",\"\",IF(OR(AN$6<$B31,AN$6>$C31),\"\",IF(AND(OR(AN$2*AN$7>=$D31,AN$2*AO$7>=$D31),OR(AN$2*AN$7<=$E31,AN$2*AO$7<=$E31),AN$2*AN$8>=$F31,AN$2*AN$8<=$G31),\"ü\",\"\")))","v":""},null,{"$f":"IF(AP$2=\"\",\"\",IF(OR(AP$6<$B31,AP$6>$C31),\"\",IF(AND(OR(AP$2*AP$7>=$D31,AP$2*AQ$7>=$D31),OR(AP$2*AP$7<=$E31,AP$2*AQ$7<=$E31),AP$2*AP$8>=$F31,AP$2*AP$8<=$G31),\"ü\",\"\")))","v":""},null,{"$f":"IF(AR$2=\"\",\"\",IF(OR(AR$6<$B31,AR$6>$C31),\"\",IF(AND(OR(AR$2*AR$7>=$D31,AR$2*AS$7>=$D31),OR(AR$2*AR$7<=$E31,AR$2*AS$7<=$E31),AR$2*AR$8>=$F31,AR$2*AR$8<=$G31),\"ü\",\"\")))","v":""},null,{"$f":"IF(AT$2=\"\",\"\",IF(OR(AT$6<$B31,AT$6>$C31),\"\",IF(AND(OR(AT$2*AT$7>=$D31,AT$2*AU$7>=$D31),OR(AT$2*AT$7<=$E31,AT$2*AU$7<=$E31),AT$2*AT$8>=$F31,AT$2*AT$8<=$G31),\"ü\",\"\")))","v":""},null,null,null,{"$f":"IF(AX$2=\"\",\"\",IF(OR(AX$6<$B31,AX$6>$C31),\"\",IF(AND(OR(AX$2*AX$7>=$D31,AX$2*AY$7>=$D31),OR(AX$2*AX$7<=$E31,AX$2*AY$7<=$E31),AX$2*AX$8>=$F31,AX$2*AX$8<=$G31),\"ü\",\"\")))","v":""},null,{"$f":"IF(AZ$2=\"\",\"\",IF(OR(AZ$6<$B31,AZ$6>$C31),\"\",IF(AND(OR(AZ$2*AZ$7>=$D31,AZ$2*BA$7>=$D31),OR(AZ$2*AZ$7<=$E31,AZ$2*BA$7<=$E31),AZ$2*AZ$8>=$F31,AZ$2*AZ$8<=$G31),\"ü\",\"\")))","v":""},null,{"$f":"IF(BB$2=\"\",\"\",IF(OR(BB$6<$B31,BB$6>$C31),\"\",IF(AND(OR(BB$2*BB$7>=$D31,BB$2*BC$7>=$D31),OR(BB$2*BB$7<=$E31,BB$2*BC$7<=$E31),BB$2*BB$8>=$F31,BB$2*BB$8<=$G31),\"ü\",\"\")))","v":""},null,{"$f":"IF(BD$2=\"\",\"\",IF(OR(BD$6<$B31,BD$6>$C31),\"\",IF(AND(OR(BD$2*BD$7>=$D31,BD$2*BE$7>=$D31),OR(BD$2*BD$7<=$E31,BD$2*BE$7<=$E31),BD$2*BD$8>=$F31,BD$2*BD$8<=$G31),\"ü\",\"\")))","v":""},null,{"$f":"IF(BF$2=\"\",\"\",IF(OR(BF$6<$B31,BF$6>$C31),\"\",IF(AND(OR(BF$2*BF$7>=$D31,BF$2*BG$7>=$D31),OR(BF$2*BF$7<=$E31,BF$2*BG$7<=$E31),BF$2*BF$8>=$F31,BF$2*BF$8<=$G31),\"ü\",\"\")))","v":""},null,{"$f":"IF(BH$2=\"\",\"\",IF(OR(BH$6<$B31,BH$6>$C31),\"\",IF(AND(OR(BH$2*BH$7>=$D31,BH$2*BI$7>=$D31),OR(BH$2*BH$7<=$E31,BH$2*BI$7<=$E31),BH$2*BH$8>=$F31,BH$2*BH$8<=$G31),\"ü\",\"\")))","v":""},null,{"$f":"IF(BJ$2=\"\",\"\",IF(OR(BJ$6<$B31,BJ$6>$C31),\"\",IF(AND(OR(BJ$2*BJ$7>=$D31,BJ$2*BK$7>=$D31),OR(BJ$2*BJ$7<=$E31,BJ$2*BK$7<=$E31),BJ$2*BJ$8>=$F31,BJ$2*BJ$8<=$G31),\"ü\",\"\")))","v":""},null,{"$f":"IF(BL$2=\"\",\"\",IF(OR(BL$6<$B31,BL$6>$C31),\"\",IF(AND(OR(BL$2*BL$7>=$D31,BL$2*BM$7>=$D31),OR(BL$2*BL$7<=$E31,BL$2*BM$7<=$E31),BL$2*BL$8>=$F31,BL$2*BL$8<=$G31),\"ü\",\"\")))","v":""},null,null,null,"N/A","N/A","N/A"]
["hide",400,400,9,24,{"$f":"(B32/1000)*D32","v":3.6},{"$f":"(C32/1000)*E32","v":9.6000000000000014},"",null,"",null,"",null,"",null,"",null,"",null,"",null,"",null,null,null,null,null,"",null,"",null,"",null,"",null,"",null,null,null,"",null,"",null,"",null,"",null,null,null,"",null,"",null,"",null,"",null,"",null,"",null,"",null,"",null,null,null,"N/A","N/A","N/A"]
["hide",450,450,9,24,4.05,10.8,"",null,"",null,"",null,"",null,"",null,"",null,"",null,"",null,null,null,null,null,"",null,"",null,"",null,"",null,"",null,null,null,"",null,"",null,"",null,"",null,null,null,"",null,"",null,"",null,"",null,"",null,"",null,"",null,"",null,null,null,"N/A","N/A","N/A"]
["hide",500,500,9,24,4.5,12,"",null,"",null,"",null,"",null,"",null,"",null,"",null,"ü",null,null,null,null,null,"",null,"",null,"",null,"",null,"",null,null,null,"",null,"",null,"",null,"",null,null,null,"",null,"",null,"",null,"",null,"",null,"",null,"",null,"",null,null,null,"N/A","N/A","N/A"]
["Powerbank350-700.DALI","DIFFERENT FORMULA --->",null,null,null,null,null,{"$f":"IF(H36<>\"\",H36,IF(H37<>\"\",H37,IF(H38<>\"\",H38,IF(H39<>\"\",H39,IF(H40<>\"\",H40,IF(H41<>\"\",H41,IF(H42<>\"\",H42,H43)))))))","v":""},null,{"$f":"IF(J36<>\"\",J36,IF(J37<>\"\",J37,IF(J38<>\"\",J38,IF(J39<>\"\",J39,IF(J40<>\"\",J40,IF(J41<>\"\",J41,IF(J42<>\"\",J42,J43)))))))","v":"ü"},null,{"$f":"IF(L36<>\"\",L36,IF(L37<>\"\",L37,IF(L38<>\"\",L38,IF(L39<>\"\",L39,IF(L40<>\"\",L40,IF(L41<>\"\",L41,IF(L42<>\"\",L42,L43)))))))","v":"ü"},null,{"$f":"IF(N36<>\"\",N36,IF(N37<>\"\",N37,IF(N38<>\"\",N38,IF(N39<>\"\",N39,IF(N40<>\"\",N40,IF(N41<>\"\",N41,IF(N42<>\"\",N42,N43)))))))","v":""},null,{"$f":"IF(P36<>\"\",P36,IF(P37<>\"\",P37,IF(P38<>\"\",P38,IF(P39<>\"\",P39,IF(P40<>\"\",P40,IF(P41<>\"\",P41,IF(P42<>\"\",P42,P43)))))))","v":""},null,{"$f":"IF(R36<>\"\",R36,IF(R37<>\"\",R37,IF(R38<>\"\",R38,IF(R39<>\"\",R39,IF(R40<>\"\",R40,IF(R41<>\"\",R41,IF(R42<>\"\",R42,R43)))))))","v":""},null,{"$f":"IF(T36<>\"\",T36,IF(T37<>\"\",T37,IF(T38<>\"\",T38,IF(T39<>\"\",T39,IF(T40<>\"\",T40,IF(T41<>\"\",T41,IF(T42<>\"\",T42,T43)))))))","v":"ü"},null,{"$f":"IF(V36<>\"\",V36,IF(V37<>\"\",V37,IF(V38<>\"\",V38,IF(V39<>\"\",V39,IF(V40<>\"\",V40,IF(V41<>\"\",V41,IF(V42<>\"\",V42,V43)))))))","v":"ü"},null,null,null,null,null,{"$f":"IF(AB36<>\"\",AB36,IF(AB37<>\"\",AB37,IF(AB38<>\"\",AB38,IF(AB39<>\"\",AB39,IF(AB40<>\"\",AB40,IF(AB41<>\"\",AB41,IF(AB42<>\"\",AB42,AB43)))))))","v":"ü"},null,{"$f":"IF(AD36<>\"\",AD36,IF(AD37<>\"\",AD37,IF(AD38<>\"\",AD38,IF(AD39<>\"\",AD39,IF(AD40<>\"\",AD40,IF(AD41<>\"\",AD41,IF(AD42<>\"\",AD42,AD43)))))))","v":"ü"},null,{"$f":"IF(AF36<>\"\",AF36,IF(AF37<>\"\",AF37,IF(AF38<>\"\",AF38,IF(AF39<>\"\",AF39,IF(AF40<>\"\",AF40,IF(AF41<>\"\",AF41,IF(AF42<>\"\",AF42,AF43)))))))","v":"ü"},null,{"$f":"IF(AH36<>\"\",AH36,IF(AH37<>\"\",AH37,IF(AH38<>\"\",AH38,IF(AH39<>\"\",AH39,IF(AH40<>\"\",AH40,IF(AH41<>\"\",AH41,IF(AH42<>\"\",AH42,AH43)))))))","v":""},null,{"$f":"IF(AJ36<>\"\",AJ36,IF(AJ37<>\"\",AJ37,IF(AJ38<>\"\",AJ38,IF(AJ39<>\"\",AJ39,IF(AJ40<>\"\",AJ40,IF(AJ41<>\"\",AJ41,IF(AJ42<>\"\",AJ42,AJ43)))))))","v":""},null,null,null,{"$f":"IF(AN36<>\"\",AN36,IF(AN37<>\"\",AN37,IF(AN38<>\"\",AN38,IF(AN39<>\"\",AN39,IF(AN40<>\"\",AN40,IF(AN41<>\"\",AN41,IF(AN42<>\"\",AN42,AN43)))))))","v":""},null,{"$f":"IF(AP36<>\"\",AP36,IF(AP37<>\"\",AP37,IF(AP38<>\"\",AP38,IF(AP39<>\"\",AP39,IF(AP40<>\"\",AP40,IF(AP41<>\"\",AP41,IF(AP42<>\"\",AP42,AP43)))))))","v":""},null,{"$f":"IF(AR36<>\"\",AR36,IF(AR37<>\"\",AR37,IF(AR38<>\"\",AR38,IF(AR39<>\"\",AR39,IF(AR40<>\"\",AR40,IF(AR41<>\"\",AR41,IF(AR42<>\"\",AR42,AR43)))))))","v":"ü"},null,{"$f":"IF(AT36<>\"\",AT36,IF(AT37<>\"\",AT37,IF(AT38<>\"\",AT38,IF(AT39<>\"\",AT39,IF(AT40<>\"\",AT40,IF(AT41<>\"\",AT41,IF(AT42<>\"\",AT42,AT43)))))))","v":""},null,null,null,{"$f":"IF(AX36<>\"\",AX36,IF(AX37<>\"\",AX37,IF(AX38<>\"\",AX38,IF(AX39<>\"\",AX39,IF(AX40<>\"\",AX40,IF(AX41<>\"\",AX41,IF(AX42<>\"\",AX42,AX43)))))))","v":""},null,{"$f":"IF(AZ36<>\"\",AZ36,IF(AZ37<>\"\",AZ37,IF(AZ38<>\"\",AZ38,IF(AZ39<>\"\",AZ39,IF(AZ40<>\"\",AZ40,IF(AZ41<>\"\",AZ41,IF(AZ42<>\"\",AZ42,AZ43)))))))","v":""},null,{"$f":"IF(BB36<>\"\",BB36,IF(BB37<>\"\",BB37,IF(BB38<>\"\",BB38,IF(BB39<>\"\",BB39,IF(BB40<>\"\",BB40,IF(BB41<>\"\",BB41,IF(BB42<>\"\",BB42,BB43)))))))","v":""},null,{"$f":"IF(BD36<>\"\",BD36,IF(BD37<>\"\",BD37,IF(BD38<>\"\",BD38,IF(BD39<>\"\",BD39,IF(BD40<>\"\",BD40,IF(BD41<>\"\",BD41,IF(BD42<>\"\",BD42,BD43)))))))","v":"ü"},null,{"$f":"IF(BF36<>\"\",BF36,IF(BF37<>\"\",BF37,IF(BF38<>\"\",BF38,IF(BF39<>\"\",BF39,IF(BF40<>\"\",BF40,IF(BF41<>\"\",BF41,IF(BF42<>\"\",BF42,BF43)))))))","v":""},null,{"$f":"IF(BH36<>\"\",BH36,IF(BH37<>\"\",BH37,IF(BH38<>\"\",BH38,IF(BH39<>\"\",BH39,IF(BH40<>\"\",BH40,IF(BH41<>\"\",BH41,IF(BH42<>\"\",BH42,BH43)))))))","v":""},null,{"$f":"IF(BJ36<>\"\",BJ36,IF(BJ37<>\"\",BJ37,IF(BJ38<>\"\",BJ38,IF(BJ39<>\"\",BJ39,IF(BJ40<>\"\",BJ40,IF(BJ41<>\"\",BJ41,IF(BJ42<>\"\",BJ42,BJ43)))))))","v":""},null,{"$f":"IF(BL36<>\"\",BL36,IF(BL37<>\"\",BL37,IF(BL38<>\"\",BL38,IF(BL39<>\"\",BL39,IF(BL40<>\"\",BL40,IF(BL41<>\"\",BL41,IF(BL42<>\"\",BL42,BL43)))))))","v":"ü"},null,null,null,"N/A","N/A","N/A"]
["hide",350,350,9,42,{"$f":"(B36/1000)*D36","v":3.15},{"$f":"(C36/1000)*E36","v":14.7},{"$f":"IF(H$2=\"\",\"\",IF(OR(H$6<$B36,H$6>$C36),\"\",IF(AND(OR(H$2*H$7>=$D36,H$2*I$7>=$D36),OR(H$2*H$7<=$E36,H$2*I$7<=$E36),H$2*H$8>=$F36,H$2*H$8<=$G36),\"ü\",\"\")))","v":""},null,{"$f":"IF(J$2=\"\",\"\",IF(OR(J$6<$B36,J$6>$C36),\"\",IF(AND(OR(J$2*J$7>=$D36,J$2*K$7>=$D36),OR(J$2*J$7<=$E36,J$2*K$7<=$E36),J$2*J$8>=$F36,J$2*J$8<=$G36),\"ü\",\"\")))","v":"ü"},null,{"$f":"IF(L$2=\"\",\"\",IF(OR(L$6<$B36,L$6>$C36),\"\",IF(AND(OR(L$2*L$7>=$D36,L$2*M$7>=$D36),OR(L$2*L$7<=$E36,L$2*M$7<=$E36),L$2*L$8>=$F36,L$2*L$8<=$G36),\"ü\",\"\")))","v":"ü"},null,{"$f":"IF(N$2=\"\",\"\",IF(OR(N$6<$B36,N$6>$C36),\"\",IF(AND(OR(N$2*N$7>=$D36,N$2*O$7>=$D36),OR(N$2*N$7<=$E36,N$2*O$7<=$E36),N$2*N$8>=$F36,N$2*N$8<=$G36),\"ü\",\"\")))","v":""},null,{"$f":"IF(P$2=\"\",\"\",IF(OR(P$6<$B36,P$6>$C36),\"\",IF(AND(OR(P$2*P$7>=$D36,P$2*Q$7>=$D36),OR(P$2*P$7<=$E36,P$2*Q$7<=$E36),P$2*P$8>=$F36,P$2*P$8<=$G36),\"ü\",\"\")))","v":""},null,{"$f":"IF(R$2=\"\",\"\",IF(OR(R$6<$B36,R$6>$C36),\"\",IF(AND(OR(R$2*R$7>=$D36,R$2*S$7>=$D36),OR(R$2*R$7<=$E36,R$2*S$7<=$E36),R$2*R$8>=$F36,R$2*R$8<=$G36),\"ü\",\"\")))","v":""},null,{"$f":"IF(T$2=\"\",\"\",IF(OR(T$6<$B36,T$6>$C36),\"\",IF(AND(OR(T$2*T$7>=$D36,T$2*U$7>=$D36),OR(T$2*T$7<=$E36,T$2*U$7<=$E36),T$2*T$8>=$F36,T$2*T$8<=$G36),\"ü\",\"\")))","v":""},null,{"$f":"IF(V$2=\"\",\"\",IF(OR(V$6<$B36,V$6>$C36),\"\",IF(AND(OR(V$2*V$7>=$D36,V$2*W$7>=$D36),OR(V$2*V$7<=$E36,V$2*W$7<=$E36),V$2*V$8>=$F36,V$2*V$8<=$G36),\"ü\",\"\")))","v":""},null,null,null,null,null,{"$f":"IF(AB$2=\"\",\"\",IF(OR(AB$6<$B36,AB$6>$C36),\"\",IF(AND(OR(AB$2*AB$7>=$D36,AB$2*AC$7>=$D36),OR(AB$2*AB$7<=$E36,AB$2*AC$7<=$E36),AB$2*AB$8>=$F36,AB$2*AB$8<=$G36),\"ü\",\"\")))","v":"ü"},null,{"$f":"IF(AD$2=\"\",\"\",IF(OR(AD$6<$B36,AD$6>$C36),\"\",IF(AND(OR(AD$2*AD$7>=$D36,AD$2*AE$7>=$D36),OR(AD$2*AD$7<=$E36,AD$2*AE$7<=$E36),AD$2*AD$8>=$F36,AD$2*AD$8<=$G36),\"ü\",\"\")))","v":""},null,{"$f":"IF(AF$2=\"\",\"\",IF(OR(AF$6<$B36,AF$6>$C36),\"\",IF(AND(OR(AF$2*AF$7>=$D36,AF$2*AG$7>=$D36),OR(AF$2*AF$7<=$E36,AF$2*AG$7<=$E36),AF$2*AF$8>=$F36,AF$2*AF$8<=$G36),\"ü\",\"\")))","v":""},null,{"$f":"IF(AH$2=\"\",\"\",IF(OR(AH$6<$B36,AH$6>$C36),\"\",IF(AND(OR(AH$2*AH$7>=$D36,AH$2*AI$7>=$D36),OR(AH$2*AH$7<=$E36,AH$2*AI$7<=$E36),AH$2*AH$8>=$F36,AH$2*AH$8<=$G36),\"ü\",\"\")))","v":""},null,{"$f":"IF(AJ$2=\"\",\"\",IF(OR(AJ$6<$B36,AJ$6>$C36),\"\",IF(AND(OR(AJ$2*AJ$7>=$D36,AJ$2*AK$7>=$D36),OR(AJ$2*AJ$7<=$E36,AJ$2*AK$7<=$E36),AJ$2*AJ$8>=$F36,AJ$2*AJ$8<=$G36),\"ü\",\"\")))","v":""},null,null,null,{"$f":"IF(AN$2=\"\",\"\",IF(OR(AN$6<$B36,AN$6>$C36),\"\",IF(AND(OR(AN$2*AN$7>=$D36,AN$2*AO$7>=$D36),OR(AN$2*AN$7<=$E36,AN$2*AO$7<=$E36),AN$2*AN$8>=$F36,AN$2*AN$8<=$G36),\"ü\",\"\")))","v":""},null,{"$f":"IF(AP$2=\"\",\"\",IF(OR(AP$6<$B36,AP$6>$C36),\"\",IF(AND(OR(AP$2*AP$7>=$D36,AP$2*AQ$7>=$D36),OR(AP$2*AP$7<=$E36,AP$2*AQ$7<=$E36),AP$2*AP$8>=$F36,AP$2*AP$8<=$G36),\"ü\",\"\")))","v":""},null,{"$f":"IF(AR$2=\"\",\"\",IF(OR(AR$6<$B36,AR$6>$C36),\"\",IF(AND(OR(AR$2*AR$7>=$D36,AR$2*AS$7>=$D36),OR(AR$2*AR$7<=$E36,AR$2*AS$7<=$E36),AR$2*AR$8>=$F36,AR$2*AR$8<=$G36),\"ü\",\"\")))","v":""},null,{"$f":"IF(AT$2=\"\",\"\",IF(OR(AT$6<$B36,AT$6>$C36),\"\",IF(AND(OR(AT$2*AT$7>=$D36,AT$2*AU$7>=$D36),OR(AT$2*AT$7<=$E36,AT$2*AU$7<=$E36),AT$2*AT$8>=$F36,AT$2*AT$8<=$G36),\"ü\",\"\")))","v":""},null,null,null,{"$f":"IF(AX$2=\"\",\"\",IF(OR(AX$6<$B36,AX$6>$C36),\"\",IF(AND(OR(AX$2*AX$7>=$D36,AX$2*AY$7>=$D36),OR(AX$2*AX$7<=$E36,AX$2*AY$7<=$E36),AX$2*AX$8>=$F36,AX$2*AX$8<=$G36),\"ü\",\"\")))","v":""},null,{"$f":"IF(AZ$2=\"\",\"\",IF(OR(AZ$6<$B36,AZ$6>$C36),\"\",IF(AND(OR(AZ$2*AZ$7>=$D36,AZ$2*BA$7>=$D36),OR(AZ$2*AZ$7<=$E36,AZ$2*BA$7<=$E36),AZ$2*AZ$8>=$F36,AZ$2*AZ$8<=$G36),\"ü\",\"\")))","v":""},null,{"$f":"IF(BB$2=\"\",\"\",IF(OR(BB$6<$B36,BB$6>$C36),\"\",IF(AND(OR(BB$2*BB$7>=$D36,BB$2*BC$7>=$D36),OR(BB$2*BB$7<=$E36,BB$2*BC$7<=$E36),BB$2*BB$8>=$F36,BB$2*BB$8<=$G36),\"ü\",\"\")))","v":""},null,{"$f":"IF(BD$2=\"\",\"\",IF(OR(BD$6<$B36,BD$6>$C36),\"\",IF(AND(OR(BD$2*BD$7>=$D36,BD$2*BE$7>=$D36),OR(BD$2*BD$7<=$E36,BD$2*BE$7<=$E36),BD$2*BD$8>=$F36,BD$2*BD$8<=$G36),\"ü\",\"\")))","v":""},null,{"$f":"IF(BF$2=\"\",\"\",IF(OR(BF$6<$B36,BF$6>$C36),\"\",IF(AND(OR(BF$2*BF$7>=$D36,BF$2*BG$7>=$D36),OR(BF$2*BF$7<=$E36,BF$2*BG$7<=$E36),BF$2*BF$8>=$F36,BF$2*BF$8<=$G36),\"ü\",\"\")))","v":""},null,{"$f":"IF(BH$2=\"\",\"\",IF(OR(BH$6<$B36,BH$6>$C36),\"\",IF(AND(OR(BH$2*BH$7>=$D36,BH$2*BI$7>=$D36),OR(BH$2*BH$7<=$E36,BH$2*BI$7<=$E36),BH$2*BH$8>=$F36,BH$2*BH$8<=$G36),\"ü\",\"\")))","v":""},null,{"$f":"IF(BJ$2=\"\",\"\",IF(OR(BJ$6<$B36,BJ$6>$C36),\"\",IF(AND(OR(BJ$2*BJ$7>=$D36,BJ$2*BK$7>=$D36),OR(BJ$2*BJ$7<=$E36,BJ$2*BK$7<=$E36),BJ$2*BJ$8>=$F36,BJ$2*BJ$8<=$G36),\"ü\",\"\")))","v":""},null,{"$f":"IF(BL$2=\"\",\"\",IF(OR(BL$6<$B36,BL$6>$C36),\"\",IF(AND(OR(BL$2*BL$7>=$D36,BL$2*BM$7>=$D36),OR(BL$2*BL$7<=$E36,BL$2*BM$7<=$E36),BL$2*BL$8>=$F36,BL$2*BL$8<=$G36),\"ü\",\"\")))","v":""},null,null,null,"N/A","N/A","N/A"]
["hide",400,400,9,42,{"$f":"(B37/1000)*D37","v":3.6},{"$f":"(C37/1000)*E37","v":16.8},"",null,"",null,"",null,"",null,"",null,"",null,"",null,"",null,null,null,null,null,"",null,"",null,"",null,"",null,"",null,null,null,"",null,"",null,"",null,"",null,null,null,"",null,"",null,"",null,"",null,"",null,"",null,"",null,"",null,null,null,"N/A","N/A","N/A"]
["hide",450,450,9,42,4.05,18.900000000000002,"",null,"",null,"",null,"",null,"",null,"",null,"",null,"",null,null,null,null,null,"",null,"",null,"",null,"",null,"",null,null,null,"",null,"",null,"",null,"",null,null,null,"",null,"",null,"",null,"",null,"",null,"",null,"",null,"",null,null,null,"N/A","N/A","N/A"]
["hide",500,500,9,42,{"$f":"(B39/1000)*D39","v":4.5},{"$f":"(C39/1000)*E39","v":21},{"$f":"IF(H$2=\"\",\"\",IF(OR(H$6<$B39,H$6>$C39),\"\",IF(AND(OR(H$2*H$7>=$D39,H$2*I$7>=$D39),OR(H$2*H$7<=$E39,H$2*I$7<=$E39),H$2*H$8>=$F39,H$2*H$8<=$G39),\"ü\",\"\")))","v":""},null,{"$f":"IF(J$2=\"\",\"\",IF(OR(J$6<$B39,J$6>$C39),\"\",IF(AND(OR(J$2*J$7>=$D39,J$2*K$7>=$D39),OR(J$2*J$7<=$E39,J$2*K$7<=$E39),J$2*J$8>=$F39,J$2*J$8<=$G39),\"ü\",\"\")))","v":""},null,{"$f":"IF(L$2=\"\",\"\",IF(OR(L$6<$B39,L$6>$C39),\"\",IF(AND(OR(L$2*L$7>=$D39,L$2*M$7>=$D39),OR(L$2*L$7<=$E39,L$2*M$7<=$E39),L$2*L$8>=$F39,L$2*L$8<=$G39),\"ü\",\"\")))","v":""},null,{"$f":"IF(N$2=\"\",\"\",IF(OR(N$6<$B39,N$6>$C39),\"\",IF(AND(OR(N$2*N$7>=$D39,N$2*O$7>=$D39),OR(N$2*N$7<=$E39,N$2*O$7<=$E39),N$2*N$8>=$F39,N$2*N$8<=$G39),\"ü\",\"\")))","v":""},null,{"$f":"IF(P$2=\"\",\"\",IF(OR(P$6<$B39,P$6>$C39),\"\",IF(AND(OR(P$2*P$7>=$D39,P$2*Q$7>=$D39),OR(P$2*P$7<=$E39,P$2*Q$7<=$E39),P$2*P$8>=$F39,P$2*P$8<=$G39),\"ü\",\"\")))","v":""},null,{"$f":"IF(R$2=\"\",\"\",IF(OR(R$6<$B39,R$6>$C39),\"\",IF(AND(OR(R$2*R$7>=$D39,R$2*S$7>=$D39),OR(R$2*R$7<=$E39,R$2*S$7<=$E39),R$2*R$8>=$F39,R$2*R$8<=$G39),\"ü\",\"\")))","v":""},null,{"$f":"IF(T$2=\"\",\"\",IF(OR(T$6<$B39,T$6>$C39),\"\",IF(AND(OR(T$2*T$7>=$D39,T$2*U$7>=$D39),OR(T$2*T$7<=$E39,T$2*U$7<=$E39),T$2*T$8>=$F39,T$2*T$8<=$G39),\"ü\",\"\")))","v":""},null,{"$f":"IF(V$2=\"\",\"\",IF(OR(V$6<$B39,V$6>$C39),\"\",IF(AND(OR(V$2*V$7>=$D39,V$2*W$7>=$D39),OR(V$2*V$7<=$E39,V$2*W$7<=$E39),V$2*V$8>=$F39,V$2*V$8<=$G39),\"ü\",\"\")))","v":"ü"},null,null,null,null,null,{"$f":"IF(AB$2=\"\",\"\",IF(OR(AB$6<$B39,AB$6>$C39),\"\",IF(AND(OR(AB$2*AB$7>=$D39,AB$2*AC$7>=$D39),OR(AB$2*AB$7<=$E39,AB$2*AC$7<=$E39),AB$2*AB$8>=$F39,AB$2*AB$8<=$G39),\"ü\",\"\")))","v":""},null,{"$f":"IF(AD$2=\"\",\"\",IF(OR(AD$6<$B39,AD$6>$C39),\"\",IF(AND(OR(AD$2*AD$7>=$D39,AD$2*AE$7>=$D39),OR(AD$2*AD$7<=$E39,AD$2*AE$7<=$E39),AD$2*AD$8>=$F39,AD$2*AD$8<=$G39),\"ü\",\"\")))","v":"ü"},null,{"$f":"IF(AF$2=\"\",\"\",IF(OR(AF$6<$B39,AF$6>$C39),\"\",IF(AND(OR(AF$2*AF$7>=$D39,AF$2*AG$7>=$D39),OR(AF$2*AF$7<=$E39,AF$2*AG$7<=$E39),AF$2*AF$8>=$F39,AF$2*AF$8<=$G39),\"ü\",\"\")))","v":""},null,{"$f":"IF(AH$2=\"\",\"\",IF(OR(AH$6<$B39,AH$6>$C39),\"\",IF(AND(OR(AH$2*AH$7>=$D39,AH$2*AI$7>=$D39),OR(AH$2*AH$7<=$E39,AH$2*AI$7<=$E39),AH$2*AH$8>=$F39,AH$2*AH$8<=$G39),\"ü\",\"\")))","v":""},null,{"$f":"IF(AJ$2=\"\",\"\",IF(OR(AJ$6<$B39,AJ$6>$C39),\"\",IF(AND(OR(AJ$2*AJ$7>=$D39,AJ$2*AK$7>=$D39),OR(AJ$2*AJ$7<=$E39,AJ$2*AK$7<=$E39),AJ$2*AJ$8>=$F39,AJ$2*AJ$8<=$G39),\"ü\",\"\")))","v":""},null,null,null,{"$f":"IF(AN$2=\"\",\"\",IF(OR(AN$6<$B39,AN$6>$C39),\"\",IF(AND(OR(AN$2*AN$7>=$D39,AN$2*AO$7>=$D39),OR(AN$2*AN$7<=$E39,AN$2*AO$7<=$E39),AN$2*AN$8>=$F39,AN$2*AN$8<=$G39),\"ü\",\"\")))","v":""},null,{"$f":"IF(AP$2=\"\",\"\",IF(OR(AP$6<$B39,AP$6>$C39),\"\",IF(AND(OR(AP$2*AP$7>=$D39,AP$2*AQ$7>=$D39),OR(AP$2*AP$7<=$E39,AP$2*AQ$7<=$E39),AP$2*AP$8>=$F39,AP$2*AP$8<=$G39),\"ü\",\"\")))","v":""},null,{"$f":"IF(AR$2=\"\",\"\",IF(OR(AR$6<$B39,AR$6>$C39),\"\",IF(AND(OR(AR$2*AR$7>=$D39,AR$2*AS$7>=$D39),OR(AR$2*AR$7<=$E39,AR$2*AS$7<=$E39),AR$2*AR$8>=$F39,AR$2*AR$8<=$G39),\"ü\",\"\")))","v":""},null,{"$f":"IF(AT$2=\"\",\"\",IF(OR(AT$6<$B39,AT$6>$C39),\"\",IF(AND(OR(AT$2*AT$7>=$D39,AT$2*AU$7>=$D39),OR(AT$2*AT$7<=$E39,AT$2*AU$7<=$E39),AT$2*AT$8>=$F39,AT$2*AT$8<=$G39),\"ü\",\"\")))","v":""},null,null,null,{"$f":"IF(AX$2=\"\",\"\",IF(OR(AX$6<$B39,AX$6>$C39),\"\",IF(AND(OR(AX$2*AX$7>=$D39,AX$2*AY$7>=$D39),OR(AX$2*AX$7<=$E39,AX$2*AY$7<=$E39),AX$2*AX$8>=$F39,AX$2*AX$8<=$G39),\"ü\",\"\")))","v":""},null,{"$f":"IF(AZ$2=\"\",\"\",IF(OR(AZ$6<$B39,AZ$6>$C39),\"\",IF(AND(OR(AZ$2*AZ$7>=$D39,AZ$2*BA$7>=$D39),OR(AZ$2*AZ$7<=$E39,AZ$2*BA$7<=$E39),AZ$2*AZ$8>=$F39,AZ$2*AZ$8<=$G39),\"ü\",\"\")))","v":""},null,{"$f":"IF(BB$2=\"\",\"\",IF(OR(BB$6<$B39,BB$6>$C39),\"\",IF(AND(OR(BB$2*BB$7>=$D39,BB$2*BC$7>=$D39),OR(BB$2*BB$7<=$E39,BB$2*BC$7<=$E39),BB$2*BB$8>=$F39,BB$2*BB$8<=$G39),\"ü\",\"\")))","v":""},null,{"$f":"IF(BD$2=\"\",\"\",IF(OR(BD$6<$B39,BD$6>$C39),\"\",IF(AND(OR(BD$2*BD$7>=$D39,BD$2*BE$7>=$D39),OR(BD$2*BD$7<=$E39,BD$2*BE$7<=$E39),BD$2*BD$8>=$F39,BD$2*BD$8<=$G39),\"ü\",\"\")))","v":""},null,{"$f":"IF(BF$2=\"\",\"\",IF(OR(BF$6<$B39,BF$6>$C39),\"\",IF(AND(OR(BF$2*BF$7>=$D39,BF$2*BG$7>=$D39),OR(BF$2*BF$7<=$E39,BF$2*BG$7<=$E39),BF$2*BF$8>=$F39,BF$2*BF$8<=$G39),\"ü\",\"\")))","v":""},null,{"$f":"IF(BH$2=\"\",\"\",IF(OR(BH$6<$B39,BH$6>$C39),\"\",IF(AND(OR(BH$2*BH$7>=$D39,BH$2*BI$7>=$D39),OR(BH$2*BH$7<=$E39,BH$2*BI$7<=$E39),BH$2*BH$8>=$F39,BH$2*BH$8<=$G39),\"ü\",\"\")))","v":""},null,{"$f":"IF(BJ$2=\"\",\"\",IF(OR(BJ$6<$B39,BJ$6>$C39),\"\",IF(AND(OR(BJ$2*BJ$7>=$D39,BJ$2*BK$7>=$D39),OR(BJ$2*BJ$7<=$E39,BJ$2*BK$7<=$E39),BJ$2*BJ$8>=$F39,BJ$2*BJ$8<=$G39),\"ü\",\"\")))","v":""},null,{"$f":"IF(BL$2=\"\",\"\",IF(OR(BL$6<$B39,BL$6>$C39),\"\",IF(AND(OR(BL$2*BL$7>=$D39,BL$2*BM$7>=$D39),OR(BL$2*BL$7<=$E39,BL$2*BM$7<=$E39),BL$2*BL$8>=$F39,BL$2*BL$8<=$G39),\"ü\",\"\")))","v":""},null,null,null,"N/A","N/A","N/A"]
["hide",550,550,9,42,4.95,23.1,"",null,"",null,"",null,"",null,"",null,"",null,"",null,"",null,null,null,null,null,"",null,"",null,"",null,"",null,"",null,null,null,"",null,"",null,"",null,"",null,null,null,"",null,"",null,"",null,"",null,"",null,"",null,"",null,"",null,null,null,"N/A","N/A","N/A"]
["hide",600,600,9,42,5.3999999999999995,25.2,"",null,"",null,"",null,"",null,"",null,"",null,"",null,"",null,null,null,null,null,"",null,"",null,"",null,"",null,"",null,null,null,"",null,"",null,"",null,"",null,null,null,"",null,"",null,"",null,"",null,"",null,"",null,"",null,"",null,null,null,"N/A","N/A","N/A"]
["hide",650,650,9,42,5.8500000000000005,27.3,"",null,"",null,"",null,"",null,"",null,"",null,"",null,"",null,null,null,null,null,"",null,"",null,"",null,"",null,"",null,null,null,"",null,"",null,"",null,"",null,null,null,"",null,"",null,"",null,"",null,"",null,"",null,"",null,"",null,null,null,"N/A","N/A","N/A"]
["hide",700,700,9,42,6.3,29.4,"",null,"",null,"",null,"",null,"",null,"",null,"ü",null,"",null,null,null,null,null,"",null,"",null,"ü",null,"",null,"",null,null,null,"",null,"",null,"ü",null,"",null,null,null,"",null,"",null,"",null,"ü",null,"",null,"",null,"",null,"ü",null,null,null,"N/A","N/A","N/A"]
["Powerbank500.M",500,500,6,15,3,7.5,{"$f":"IF(H$2=\"\",\"\",IF(OR(H$6<$B44,H$6>$C44),\"\",IF(AND(OR(H$2*H$7>=$D44,H$2*I$7>=$D44),OR(H$2*H$7<=$E44,H$2*I$7<=$E44),H$2*H$8>=$F44,H$2*H$8<=$G44),\"ü\",\"\")))","v":""},null,{"$f":"IF(J$2=\"\",\"\",IF(OR(J$6<$B44,J$6>$C44),\"\",IF(AND(OR(J$2*J$7>=$D44,J$2*K$7>=$D44),OR(J$2*J$7<=$E44,J$2*K$7<=$E44),J$2*J$8>=$F44,J$2*J$8<=$G44),\"ü\",\"\")))","v":""},null,{"$f":"IF(L$2=\"\",\"\",IF(OR(L$6<$B44,L$6>$C44),\"\",IF(AND(OR(L$2*L$7>=$D44,L$2*M$7>=$D44),OR(L$2*L$7<=$E44,L$2*M$7<=$E44),L$2*L$8>=$F44,L$2*L$8<=$G44),\"ü\",\"\")))","v":""},null,{"$f":"IF(N$2=\"\",\"\",IF(OR(N$6<$B44,N$6>$C44),\"\",IF(AND(OR(N$2*N$7>=$D44,N$2*O$7>=$D44),OR(N$2*N$7<=$E44,N$2*O$7<=$E44),N$2*N$8>=$F44,N$2*N$8<=$G44),\"ü\",\"\")))","v":""},null,{"$f":"IF(P$2=\"\",\"\",IF(OR(P$6<$B44,P$6>$C44),\"\",IF(AND(OR(P$2*P$7>=$D44,P$2*Q$7>=$D44),OR(P$2*P$7<=$E44,P$2*Q$7<=$E44),P$2*P$8>=$F44,P$2*P$8<=$G44),\"ü\",\"\")))","v":""},null,{"$f":"IF(R$2=\"\",\"\",IF(OR(R$6<$B44,R$6>$C44),\"\",IF(AND(OR(R$2*R$7>=$D44,R$2*S$7>=$D44),OR(R$2*R$7<=$E44,R$2*S$7<=$E44),R$2*R$8>=$F44,R$2*R$8<=$G44),\"ü\",\"\")))","v":""},null,{"$f":"IF(T$2=\"\",\"\",IF(OR(T$6<$B44,T$6>$C44),\"\",IF(AND(OR(T$2*T$7>=$D44,T$2*U$7>=$D44),OR(T$2*T$7<=$E44,T$2*U$7<=$E44),T$2*T$8>=$F44,T$2*T$8<=$G44),\"ü\",\"\")))","v":""},null,"",null,null,null,null,null,{"$f":"IF(AB$2=\"\",\"\",IF(OR(AB$6<$B44,AB$6>$C44),\"\",IF(AND(OR(AB$2*AB$7>=$D44,AB$2*AC$7>=$D44),OR(AB$2*AB$7<=$E44,AB$2*AC$7<=$E44),AB$2*AB$8>=$F44,AB$2*AB$8<=$G44),\"ü\",\"\")))","v":""},null,"",null,{"$f":"IF(AF$2=\"\",\"\",IF(OR(AF$6<$B44,AF$6>$C44),\"\",IF(AND(OR(AF$2*AF$7>=$D44,AF$2*AG$7>=$D44),OR(AF$2*AF$7<=$E44,AF$2*AG$7<=$E44),AF$2*AF$8>=$F44,AF$2*AF$8<=$G44),\"ü\",\"\")))","v":""},null,{"$f":"IF(AH$2=\"\",\"\",IF(OR(AH$6<$B44,AH$6>$C44),\"\",IF(AND(OR(AH$2*AH$7>=$D44,AH$2*AI$7>=$D44),OR(AH$2*AH$7<=$E44,AH$2*AI$7<=$E44),AH$2*AH$8>=$F44,AH$2*AH$8<=$G44),\"ü\",\"\")))","v":""},null,"",null,null,null,"",null,{"$f":"IF(AP$2=\"\",\"\",IF(OR(AP$6<$B44,AP$6>$C44),\"\",IF(AND(OR(AP$2*AP$7>=$D44,AP$2*AQ$7>=$D44),OR(AP$2*AP$7<=$E44,AP$2*AQ$7<=$E44),AP$2*AP$8>=$F44,AP$2*AP$8<=$G44),\"ü\",\"\")))","v":""},null,{"$f":"IF(AR$2=\"\",\"\",IF(OR(AR$6<$B44,AR$6>$C44),\"\",IF(AND(OR(AR$2*AR$7>=$D44,AR$2*AS$7>=$D44),OR(AR$2*AR$7<=$E44,AR$2*AS$7<=$E44),AR$2*AR$8>=$F44,AR$2*AR$8<=$G44),\"ü\",\"\")))","v":""},null,{"$f":"IF(AT$2=\"\",\"\",IF(OR(AT$6<$B44,AT$6>$C44),\"\",IF(AND(OR(AT$2*AT$7>=$D44,AT$2*AU$7>=$D44),OR(AT$2*AT$7<=$E44,AT$2*AU$7<=$E44),AT$2*AT$8>=$F44,AT$2*AT$8<=$G44),\"ü\",\"\")))","v":""},null,null,null,"",null,{"$f":"IF(AZ$2=\"\",\"\",IF(OR(AZ$6<$B44,AZ$6>$C44),\"\",IF(AND(OR(AZ$2*AZ$7>=$D44,AZ$2*BA$7>=$D44),OR(AZ$2*AZ$7<=$E44,AZ$2*BA$7<=$E44),AZ$2*AZ$8>=$F44,AZ$2*AZ$8<=$G44),\"ü\",\"\")))","v":""},null,{"$f":"IF(BB$2=\"\",\"\",IF(OR(BB$6<$B44,BB$6>$C44),\"\",IF(AND(OR(BB$2*BB$7>=$D44,BB$2*BC$7>=$D44),OR(BB$2*BB$7<=$E44,BB$2*BC$7<=$E44),BB$2*BB$8>=$F44,BB$2*BB$8<=$G44),\"ü\",\"\")))","v":""},null,{"$f":"IF(BD$2=\"\",\"\",IF(OR(BD$6<$B44,BD$6>$C44),\"\",IF(AND(OR(BD$2*BD$7>=$D44,BD$2*BE$7>=$D44),OR(BD$2*BD$7<=$E44,BD$2*BE$7<=$E44),BD$2*BD$8>=$F44,BD$2*BD$8<=$G44),\"ü\",\"\")))","v":""},null,"",null,"",null,{"$f":"IF(BJ$2=\"\",\"\",IF(OR(BJ$6<$B44,BJ$6>$C44),\"\",IF(AND(OR(BJ$2*BJ$7>=$D44,BJ$2*BK$7>=$D44),OR(BJ$2*BJ$7<=$E44,BJ$2*BK$7<=$E44),BJ$2*BJ$8>=$F44,BJ$2*BJ$8<=$G44),\"ü\",\"\")))","v":""},null,{"$f":"IF(BL$2=\"\",\"\",IF(OR(BL$6<$B44,BL$6>$C44),\"\",IF(AND(OR(BL$2*BL$7>=$D44,BL$2*BM$7>=$D44),OR(BL$2*BL$7<=$E44,BL$2*BM$7<=$E44),BL$2*BL$8>=$F44,BL$2*BL$8<=$G44),\"ü\",\"\")))","v":""},null,null,null,"N/A","N/A","N/A"]
["Powerbank500.L",500,500,24,42,12.5,21,"",null,"",null,"",null,"",null,"",null,"",null,"",null,"",null,null,null,null,null,"",null,"ü",null,"",null,"",null,"",null,null,null,"",null,"",null,"",null,"",null,null,null,"",null,"",null,"",null,"",null,"",null,"",null,"",null,"",null,null,null,"N/A","N/A","N/A"]
["Powerbank700.S",700,700,6,15,4.2,10.5,"",null,"",null,"",null,"",null,"",null,"",null,"",null,"",null,null,null,null,null,"",null,"",null,"",null,"",null,"ü",null,null,null,"",null,"ü",null,"",null,"",null,null,null,"",null,{"$f":"IF(AZ$2=\"\",\"\",IF(OR(AZ$6<$B46,AZ$6>$C46),\"\",IF(AND(OR(AZ$2*AZ$7>=$D46,AZ$2*BA$7>=$D46),OR(AZ$2*AZ$7<=$E46,AZ$2*BA$7<=$E46),AZ$2*AZ$8>=$F46,AZ$2*AZ$8<=$G46),\"ü\",\"\")))","v":"ü"},null,{"$f":"IF(BB$2=\"\",\"\",IF(OR(BB$6<$B46,BB$6>$C46),\"\",IF(AND(OR(BB$2*BB$7>=$D46,BB$2*BC$7>=$D46),OR(BB$2*BB$7<=$E46,BB$2*BC$7<=$E46),BB$2*BB$8>=$F46,BB$2*BB$8<=$G46),\"ü\",\"\")))","v":""},null,"ü",null,"",null,"",null,{"$f":"IF(BJ$2=\"\",\"\",IF(OR(BJ$6<$B46,BJ$6>$C46),\"\",IF(AND(OR(BJ$2*BJ$7>=$D46,BJ$2*BK$7>=$D46),OR(BJ$2*BJ$7<=$E46,BJ$2*BK$7<=$E46),BJ$2*BJ$8>=$F46,BJ$2*BJ$8<=$G46),\"ü\",\"\")))","v":""},null,"ü",null,null,null,"N/A","N/A","N/A"]
["Powerbank700.M",700,700,12,24,8.5,16.8,"",null,"",null,"",null,"",null,"",null,"",null,"ü",null,"",null,null,null,null,null,"",null,"",null,"",null,"",null,"",null,null,null,"",null,"",null,"ü",null,"",null,null,null,"",null,{"$f":"IF(AZ$2=\"\",\"\",IF(OR(AZ$6<$B47,AZ$6>$C47),\"\",IF(AND(OR(AZ$2*AZ$7>=$D47,AZ$2*BA$7>=$D47),OR(AZ$2*AZ$7<=$E47,AZ$2*BA$7<=$E47),AZ$2*AZ$8>=$F47,AZ$2*AZ$8<=$G47),\"ü\",\"\")))","v":""},null,{"$f":"IF(BB$2=\"\",\"\",IF(OR(BB$6<$B47,BB$6>$C47),\"\",IF(AND(OR(BB$2*BB$7>=$D47,BB$2*BC$7>=$D47),OR(BB$2*BB$7<=$E47,BB$2*BC$7<=$E47),BB$2*BB$8>=$F47,BB$2*BB$8<=$G47),\"ü\",\"\")))","v":""},null,"",null,"",null,"",null,{"$f":"IF(BJ$2=\"\",\"\",IF(OR(BJ$6<$B47,BJ$6>$C47),\"\",IF(AND(OR(BJ$2*BJ$7>=$D47,BJ$2*BK$7>=$D47),OR(BJ$2*BJ$7<=$E47,BJ$2*BK$7<=$E47),BJ$2*BJ$8>=$F47,BJ$2*BJ$8<=$G47),\"ü\",\"\")))","v":""},null,"",null,null,null,"N/A","N/A","N/A"]
["Powerbank700.L",700,700,25,42,17.5,29.2,"",null,"",null,"",null,"",null,"",null,"",null,"",null,"",null,null,null,null,null,"",null,"",null,"ü",null,"",null,"",null,null,null,"",null,"",null,"",null,"",null,null,null,"",null,{"$f":"IF(AZ$2=\"\",\"\",IF(OR(AZ$6<$B48,AZ$6>$C48),\"\",IF(AND(OR(AZ$2*AZ$7>=$D48,AZ$2*BA$7>=$D48),OR(AZ$2*AZ$7<=$E48,AZ$2*BA$7<=$E48),AZ$2*AZ$8>=$F48,AZ$2*AZ$8<=$G48),\"ü\",\"\")))","v":""},null,{"$f":"IF(BB$2=\"\",\"\",IF(OR(BB$6<$B48,BB$6>$C48),\"\",IF(AND(OR(BB$2*BB$7>=$D48,BB$2*BC$7>=$D48),OR(BB$2*BB$7<=$E48,BB$2*BC$7<=$E48),BB$2*BB$8>=$F48,BB$2*BB$8<=$G48),\"ü\",\"\")))","v":""},null,"",null,"",null,"",null,{"$f":"IF(BJ$2=\"\",\"\",IF(OR(BJ$6<$B48,BJ$6>$C48),\"\",IF(AND(OR(BJ$2*BJ$7>=$D48,BJ$2*BK$7>=$D48),OR(BJ$2*BJ$7<=$E48,BJ$2*BK$7<=$E48),BJ$2*BJ$8>=$F48,BJ$2*BJ$8<=$G48),\"ü\",\"\")))","v":""},null,"",null,null,null,"N/A","N/A","N/A"]
["Powerbank700.XL",700,700,43,70,30,{"$f":"49","v":49},"",null,"",null,"",null,"ü",null,"",null,"ü",null,"",null,"",null,null,null,null,null,"",null,"",null,"",null,"",null,"",null,null,null,"",null,"",null,"",null,"",null,null,null,"",null,{"$f":"IF(AZ$2=\"\",\"\",IF(OR(AZ$6<$B49,AZ$6>$C49),\"\",IF(AND(OR(AZ$2*AZ$7>=$D49,AZ$2*BA$7>=$D49),OR(AZ$2*AZ$7<=$E49,AZ$2*BA$7<=$E49),AZ$2*AZ$8>=$F49,AZ$2*AZ$8<=$G49),\"ü\",\"\")))","v":""},null,{"$f":"IF(BB$2=\"\",\"\",IF(OR(BB$6<$B49,BB$6>$C49),\"\",IF(AND(OR(BB$2*BB$7>=$D49,BB$2*BC$7>=$D49),OR(BB$2*BB$7<=$E49,BB$2*BC$7<=$E49),BB$2*BB$8>=$F49,BB$2*BB$8<=$G49),\"ü\",\"\")))","v":"ü"},null,"",null,"",null,"",null,{"$f":"IF(BJ$2=\"\",\"\",IF(OR(BJ$6<$B49,BJ$6>$C49),\"\",IF(AND(OR(BJ$2*BJ$7>=$D49,BJ$2*BK$7>=$D49),OR(BJ$2*BJ$7<=$E49,BJ$2*BK$7<=$E49),BJ$2*BJ$8>=$F49,BJ$2*BJ$8<=$G49),\"ü\",\"\")))","v":"ü"},null,"",null,null,null,"N/A","N/A","N/A"]
["Constant VOLTAGE"]
["PowerHub.60",2500,2500,24,24,9,60,"N/A",null,"N/A",null,"N/A",null,"N/A",null,"N/A",null,"N/A",null,"N/A",null,"N/A",null,"N/A",null,"N/A",null,"N/A",null,"N/A",null,"N/A",null,"N/A",null,"N/A",null,"N/A",null,"N/A",null,"N/A",null,"N/A",null,"N/A",null,"N/A",null,"N/A",null,"N/A",null,"N/A",null,"N/A",null,"N/A",null,"N/A",null,"N/A",null,"N/A",null,"N/A",null,{"$f":"IF(BP$2=\"\",\"\",IF(AND($D51=$E51,$E51=BP$7,BP$2*BP$8>=$F51,BP$2*BP$8<=$G51),\"ü\",\"\"))","v":"ü"},"",""]
["PowerHub.60.DALI",2500,2500,24,24,9,60,"N/A",null,"N/A",null,"N/A",null,"N/A",null,"N/A",null,"N/A",null,"N/A",null,"N/A",null,"N/A",null,"N/A",null,"N/A",null,"N/A",null,"N/A",null,"N/A",null,"N/A",null,"N/A",null,"N/A",null,"N/A",null,"N/A",null,"N/A",null,"N/A",null,"N/A",null,"N/A",null,"N/A",null,"N/A",null,"N/A",null,"N/A",null,"N/A",null,"N/A",null,"N/A",null,"ü","",""]
["PowerHub.100",6250,6250,24,24,9,100,"N/A",null,"N/A",null,"N/A",null,"N/A",null,"N/A",null,"N/A",null,"N/A",null,"N/A",null,"N/A",null,"N/A",null,"N/A",null,"N/A",null,"N/A",null,"N/A",null,"N/A",null,"N/A",null,"N/A",null,"N/A",null,"N/A",null,"N/A",null,"N/A",null,"N/A",null,"N/A",null,"N/A",null,"N/A",null,"N/A",null,"N/A",null,"N/A",null,"N/A",null,"N/A",null,"ü","","ü"]
["PowerHub.100.DALI",0,4200,24,24,0,100,"N/A",null,"N/A",null,"N/A",null,"N/A",null,"N/A",null,"N/A",null,"N/A",null,"N/A",null,"N/A",null,"N/A",null,"N/A",null,"N/A",null,"N/A",null,"N/A",null,"N/A",null,"N/A",null,"N/A",null,"N/A",null,"N/A",null,"N/A",null,"N/A",null,"N/A",null,"N/A",null,"N/A",null,"N/A",null,"N/A",null,"N/A",null,"N/A",null,"N/A",null,"N/A",null,"ü","","ü"]
["PowerHub.150",6250,6250,24,24,9,150,"N/A",null,"N/A",null,"N/A",null,"N/A",null,"N/A",null,"N/A",null,"N/A",null,"N/A",null,"N/A",null,"N/A",null,"N/A",null,"N/A",null,"N/A",null,"N/A",null,"N/A",null,"N/A",null,"N/A",null,"N/A",null,"N/A",null,"N/A",null,"N/A",null,"N/A",null,"N/A",null,"N/A",null,"N/A",null,"N/A",null,"N/A",null,"N/A",null,"N/A",null,"N/A",null,"ü","ü","ü"]
["PowerHub.150+",6250,6250,24,24,9,150,"N/A",null,"N/A",null,"N/A",null,"N/A",null,"N/A",null,"N/A",null,"N/A",null,"N/A",null,"N/A",null,"N/A",null,"N/A",null,"N/A",null,"N/A",null,"N/A",null,"N/A",null,"N/A",null,"N/A",null,"N/A",null,"N/A",null,"N/A",null,"N/A",null,"N/A",null,"N/A",null,"N/A",null,"N/A",null,"N/A",null,"N/A",null,"N/A",null,"N/A",null,"N/A",null,"ü","ü","ü"]
["PowerHub.150.DALI",0,6250,24,24,0,150,"N/A",null,"N/A",null,"N/A",null,"N/A",null,"N/A",null,"N/A",null,"N/A",null,"N/A",null,"N/A",null,"N/A",null,"N/A",null,"N/A",null,"N/A",null,"N/A",null,"N/A",null,"N/A",null,"N/A",null,"N/A",null,"N/A",null,"N/A",null,"N/A",null,"N/A",null,"N/A",null,"N/A",null,"N/A",null,"N/A",null,"N/A",null,"N/A",null,"N/A",null,"N/A",null,"ü","ü","ü"]
["Magtrak DriverTRIAC.150W",6250,6250,24,24,9,150,"N/A",null,"N/A",null,"N/A",null,"N/A",null,"N/A",null,"N/A",null,"N/A",null,"N/A",null,"N/A",null,"N/A",null,"N/A",null,"N/A",null,"N/A",null,"N/A",null,"N/A",null,"N/A",null,"N/A",null,"N/A",null,"N/A",null,"N/A",null,"N/A",null,"N/A",null,"N/A",null,"N/A",null,"N/A",null,"N/A",null,"N/A",null,"N/A",null,"N/A",null,"N/A",null,"ü","ü","ü"]